## 汇总表 (hidden)
MIDEA | MDV | CODE | PRICE
MV6-252WV2GN1 | MDV6-252WV2GN1 | 22027020001129 | 2531
MV6-280WV2GN1 | MDV6-280WV2GN1 | 22027020001127 | 2609
MV6-335WV2GN1 | MDV6-335WV2GN1 | 22027020001128 | 2898
MV6-400WV2GN1 | MDV6-400WV2GN1 | 22027020001186 | 3389
MV6-450WV2GN1 | MDV6-450WV2GN1 | 22027020001185 | 3537
MV6-500WV2GN1 | MDV6-500WV2GN1 | 22027020001145 | 4238
MV6-560WV2GN1 | MDV6-560WV2GN1 | 22027020001146 | 4349
MV6-615WV2GN1 | MDV6-615WV2GN1 | 22027020001147 | 4641
MV6-670WV2GN1 | MDV6-670WV2GN1 | 22027020001148 | 5220
MV6-730WV2GN1 | MDV6-730WV2GN1 | 22027020001149 | 5463
MV6-785WV2GN1 | MDV6-785WV2GN1 | 22027020001150 | 5717
MV6-850WV2GN1 | MDV6-850WV2GN1 | 22027020001125 | 6166
MV6-900WV2GN1 | MDV6-900WV2GN1 | 22027020001126 | 6215
MV6-i252WV2GN1 | MDV6-i252WV2GN1 | 22027020001005 | 2084
MV6-i280WV2GN1 | MDV6-i280WV2GN1 | 22027020001106 | 2123
MV6-i335WV2GN1 | MDV6-i335WV2GN1 | 22027020001105 | 2437
MV6-i400WV2GN1 | MDV6-i400WV2GN1 | 22027020000985 | 2850
MV6-i450WV2GN1 | MDV6-i450WV2GN1 | 22027020000987 | 2896
MV6-i500WV2GN1 | MDV6-i500WV2GN1 | 22027020000986 | 3226
MV6-i560WV2GN1 | MDV6-i560WV2GN1 | 22027020001086 | 3418
MV6-i615WV2GN1 | MDV6-i615WV2GN1 | 22027020001085 | 3725
MV6-i670WV2GN1 | MDV6-i670WV2GN1 | 22027020001025 | 4080
MV6-i730WV2GN1 | MDV6-i730WV2GN1 | 22027020001045 | 5123
MV6-i785WV2GN1 | MDV6-i785WV2GN1 | 22027020001065 | 5165
MV6-i850WV2GN1 | MDV6-i850WV2GN1 | 22027020001007 | 5332
MV6-i900WV2GN1 | MDV6-i900WV2GN1 | 22027020001006 | 5672
MV6-R252WV2GN1 |  | 22027020001825 | 2850
MV6-R280WV2GN1 |  | 22027020001865 | 2950
MV6-R335WV2GN1 |  | 22027020001866 | 3350
MV6-R400WV2GN1 |  | 22027020001885 | 3850
MV6-R450WV2GN1 |  | 22027020001886 | 4050
MV6-R500WV2GN1 |  | 22027020001845 | 4250
MV6-R560WV2GN1 |  | 22027020001965 | 4550
MV5-X252W/V2GN1 | MDV5-X252W/V2GN1 | 22027020000119 | 2412
MV5-X280W/V2GN1 | MDV5-X280W/V2GN1 | 22027020000064 | 2558
MV5-X335W/V2GN1 | MDV5-X335W/V2GN1 | 22027020000214 | 2896
MV5-X400W/V2GN1 | MDV5-X400W/V2GN1 | 22027020000058 | 3280
MV5-X450W/V2GN1 | MDV5-X450W/V2GN1 | 22027020000025 | 3520
MV5-X500W/V2GN1 | MDV5-X500W/V2GN1 | 22027020000055 | 3907
MV5-X560W/V2GN1 | MDV5-X560W/V2GN1 | 22027020000127 | 4318
MV5-X615W/V2GN1 | MDV5-X615W/V2GN1 | 22027020000037 | 4623
MDVS-252(8)W/DRN1 | MDVS-252(8)W/DRN1 | 22027020000241 | 2062
MDVS-280(10)W/DRN1 | MDVS-280(10)W/DRN1 | 22027020000228 | 2196
MDVS-335(12)W/DRN1 | MDVS-335(12)W/DRN1 | 22027020000067 | 2358
MDV-V200W/DRN1 | MDV-V200W/DRN1 | 22027020000260 | 1523
MDV-V224W/DRN1 | MDV-V224W/DRN1 | 22027020000295 | 1538
MDV-V260W/DRN1 | MDV-V260W/DRN1 | 22027020000277 | 1729
MDVT-V280W/DGN1 | MDV-V280W/DRN1-i | 22027020001586 | 1872
MDVT-V335W/DGN1 | MDV-V335W/DRN1-i | 22027020001585 | 2139
MDV-V400W/DRN1 | MDV-V400W/DRN1-i | 22027020000287 | 2841
MDV-V450W/DRN1 | MDV-V450W/DRN1-i | 22027020000138 | 3056
MDV-252(8)W/D2RN1T(C) | MDV-252W/D2RN1T | 22027020000116 | 2618
MDV-280(10)W/D2RN1T(C) | MDV-280W/D2RN1T | 22027020000173 | 2865
MDV-335(12)W/D2RN1T(C) | MDV-335W/D2RN1T | 22027020000049 | 3121
MDV-400(14)W/D2RN1T(C) | MDV-400W/D2RN1T | 22027020000226 | 3689
MDV-450(16)W/D2RN1T(C) | MDV-450W/D2RN1T | 22027020000181 | 3832
MDVMS01/N1-C | MDVMS01/N1-C | 22010200000012 | 324
MDVMS02/N1-C | MDVMS02/N1-C | 22010200000003 | 337
MDVMS04/N1-C | MDVMS04/N1-C | 22010200000013 | 512
MDVMS06/N1-C | MDVMS06/N1-C | 22010200000010 | 719
MS02E/N1-C | MS02E/N1-C | 借用22010200000003定制 | 341
MS04E/N1-C | MS04E/N1-C | 借用22010200000013定制 | 534
MDV-V80W/DN1 | MDV-V80W/DN1 | 22027020000109 | 652
MDV-V105W/DN1 | MDV-V105W/DN1 | 22027020000269 | 845
MDV-V120W/DN1 | MDV-V120W/DN1 | 22027020000275 | 1015
MDV-V140W/DN1 | MDV-V140W/DN1 | 22027020000135 | 1108
MDV-V160W/DN1(B) | MDV-V160W/DN1(B) | 22027020000136 | 1247
MDV-V120W/DRN1 | MDV-V120W/DRN1 | 22027020000286 | 1015
MDV-V140W/DRN1 | MDV-V140W/DRN1 | 22027020000270 | 1108
MDV-V160W/DRN1 | MDV-V160W/DRN1 | 22027020000137 | 1247
MDV-V180W/DRN1 | MDV-V180W/DRN1 | 借用22027020000137定制 L201612300001 | 1325
MDV-120W/DON1 | MDV-120W/DON1 | 22027020000177 | 968
MDV-140W/DON1 | MDV-140W/DON1 | 22027020000154 | 976
MDV-160W/DON1 | MDV-160W/DON1 | 22027020000020 | 1077
MDV-120W/DGN1 | MDV-120W/DGN1 | 22027020000259 | 992
MDV-140W/DGN1 | MDV-140W/DGN1 | 22027020000107 | 988
MDV-160W/DGN1 | MDV-160W/DGN1 | 22027020000108 | 1123
MI2-18Q1DHN1 | MDI2-18Q1DHN1 | 22026012000534 | 188
MI2-22Q1DHN1 | MDI2-22Q1DHN1 | 22026012000535 | 211
MI2-28Q1DHN1 | MDI2-28Q1DHN1 | 22026012000536 | 230
MI2-36Q1DHN1 | MDI2-36Q1DHN1 | 22026012000537 | 237
MI2-45Q1DHN1 | MDI2-45Q1DHN1 | 22026012000538 | 259
MI2-56Q1DHN1 | MDI2-56Q1DHN1 | 22026012000539 | 264
MI2-71Q1DHN1 | MDI2-71Q1DHN1 | 22026012000540 | 271
MI2-22Q2DHN1 | MDI2-22Q2DHN1 | 22026012000618 | 289
MI2-28Q2DHN1 | MDI2-28Q2DHN1 | 22026012000616 | 307
MI2-36Q2DHN1 | MDI2-36Q2DHN1 | 22026012000614 | 315
MI2-45Q2DHN1 | MDI2-45Q2DHN1 | 22026012000615 | 323
MI2-56Q2DHN1 | MDI2-56Q2DHN1 | 22026012000617 | 336
MI2-71Q2DHN1 | MDI2-71Q2DHN1 | 22026012000619 | 346
MI2-22Q4CDHN1 | MDI2-22Q4CDHN1 | 22026012000598 | 208
MI2-28Q4CDHN1 | MDI2-28Q4CDHN1 | 22026012000599 | 211
MI2-36Q4CDHN1 | MDI2-36Q4CDHN1 | 22026012000600 | 230
MI2-45Q4CDHN1 | MDI2-45Q4CDHN1 | 22026012000601 | 237
30
MI2-28Q4DHN1 | MDI2-28Q4DHN1 | 22026012000691 | 184
MI2-36Q4DHN1 | MDI2-36Q4DHN1 | 22026012000689 | 193
MI2-45Q4DHN1 | MDI2-45Q4DHN1 | 22026012000690 | 229
MI2-56Q4DHN1 | MDI2-56Q4DHN1 | 22026012000688 | 235
MI2-71Q4DHN1 | MDI2-71Q4DHN1 | 22026012000687 | 289
MI2-80Q4DHN1 | MDI2-80Q4DHN1 | 22026012000686 | 301
MI2-90Q4DHN1 | MDI2-90Q4DHN1 | 22026012000685 | 309
MI2-100Q4DHN1 | MDI2-100Q4DHN1 | 22026012000684 | 328
MI2-112Q4DHN1 | MDI2-112Q4DHN1 | 22026012000683 | 386
MI2-140Q4DHN1 | MDI2-140Q4DHN1 | 22026012000682 | 410
T-MBQ4-01E | MDV-MBQ4-01E | 22012900002830 | 55
MI2-22T2DHN1 | MDI2-22T2DHN1 | 22026011000943 | 178
MI2-28T2DHN1 | MDI2-28T2DHN1 | 22026011000942 | 181
MI2-36T2DHN1 | MDI2-36T2DHN1 | 22026011000944 | 184
MI2-45T2DHN1 | MDI2-45T2DHN1 | 22026011000945 | 214
MI2-56T2DHN1 | MDI2-56T2DHN1 | 22026011000946 | 219
MI2-71T2DHN1 | MDI2-71T2DHN1 | 22026011000947 | 241
MI2-80T2DHN1 | MDI2-80T2DHN1 | 22026011000939 | 250
MI2-90T2DHN1 | MDI2-90T2DHN1 | 22026011000940 | 269
MI2-112T2DHN1 | MDI2-112T2DHN1 | 22026011000938 | 295
MI2-140T2DHN1 | MDI2-140T2DHN1 | 22026011000941 | 304
MI2-71T1DHN1 | MDI2-71T1DHN1 | 22026011000998 | 292
MI2-80T1DHN1 | MDI2-80T1DHN1 | 22026011000999 | 310
MI2-90T1DHN1 | MDI2-90T1DHN1 | 22026011000899 | 338
MI2-112T1DHN1 | MDI2-112T1DHN1 | 22026011000960 | 353
MI2-140T1DHN1 | MDI2-140T1DHN1 | 22026011000901 | 388
MI2-160T1DHN1 | MDI2-160T1DHN1 | 22026011000902 | 417
MI2-200T1DHN1 | MDI2-200T1DHN1 | 22026011000904 | 549
MI2-250T1DHN1 | MDI2-250T1DHN1 | 22026011000906 | 556
MI2-280T1DHN1 | MDI2-280T1DHN1 | 22026011000905 | 566
MI2-400T1DHN1 | MDI2-400T1DHN1 | 22026011001179 | 1226
MI2-450T1DHN1 | MDI2-450T1DHN1 | 22026011001138 | 1256
MI2-560T1DHN1 | MDI2-560T1DHN1 | 22026011001038 | 1278
MI2-125FADHN1 | MDI2-125FADHN1 | 22026021000064 | 445
MI2-140FADHN1 | MDI2-140FADHN1 | 22026021000063 | 459
MI2-200FADHN1 | MDI2-200FADHN1 | 22026021000065 | 762
MI2-250FADHN1 | MDI2-250FADHN1 | 22026021000066 | 778
MI2-280FADHN1 | MDI2-280FADHN1 | 22026021000067 | 788
MI2-450FADHN1 | MDI2-450FADHN1 | 22026011001139 | 1371
MI2-560FADHN1 | MDI2-560FADHN1 | 22026021000123 | 1457
MI2-22GDHN1 | MDI2-22GDHN1 | 22026010000364 | 162
MI2-28GDHN1 | MDI2-28GDHN1 | 22026010000363 | 170
MI2-36GDHN1 | MDI2-36GDHN1 | 22026010000365 | 189
MI2-45GDHN1 | MDI2-45GDHN1 | 22026010000359 | 209
MI2-56GDHN1 | MDI2-56GDHN1 | 22026010000360 | 218
MI2-71GDHN1 | MDI2-71GDHN1 | 22026010000361 | 233
MI2-80GDHN1 | MDI2-80GDHN1 | 22026010000362 | 240
MI2-90GDHN1 | MDI2-90GDHN1 | 22026010000379 | 255
MI2-36DLDHN1 | MDI2-36DLDHN1 | 22026013000310 | 248
MI2-45DLDHN1 | MDI2-45DLDHN1 | 22026013000317 | 258
MI2-56DLDHN1 | MDI2-56DLDHN1 | 22026013000316 | 264
MI2-71DLDHN1 | MDI2-71DLDHN1 | 22026013000315 | 282
MI2-80DLDHN1 | MDI2-80DLDHN1 | 22026013000314 | 292
MI2-90DLDHN1 | MDI2-90DLDHN1 | 22026013000313 | 312
MI2-112DLDHN1 | MDI2-112DLDHN1 | 22026013000312 | 346
MI2-140DLDHN1 | MDI2-140DLDHN1 | 22026013000311 | 353
MI2-22F3DHN1 | MDI2-22F3DHN1 | 22026014000185 | 181
MI2-28F3DHN1 | MDI2-28F3DHN1 | 22026014000186 | 183
MI2-36F3DHN1 | MDI2-36F3DHN1 | 22026014000189 | 205
MI2-45F3DHN1 | MDI2-45F3DHN1 | 22026014000194 | 217
MI2-56F3DHN1 | MDI2-56F3DHN1 | 22026014000195 | 235
MI2-71F3DHN1 | MDI2-71F3DHN1 | 22026014000196 | 242
MI2-80F3DHN1 | MDI2-80F3DHN1 | 22026014000200 | 260
MI2-22F4DHN1 | MDI2-22F4DHN1 | 22026014000204 | 199
MI2-28F4DHN1 | MDI2-28F4DHN1 | 22026014000193 | 201
MI2-36F4DHN1 | MDI2-36F4DHN1 | 22026014000192 | 221
MI2-45F4DHN1 | MDI2-45F4DHN1 | 22026014000191 | 235
MI2-56F4DHN1 | MDI2-56F4DHN1 | 22026014000190 | 252
MI2-71F4DHN1 | MDI2-71F4DHN1 | 22026014000188 | 260
MI2-80F4DHN1 | MDI2-80F4DHN1 | 22026014000187 | 278
MI2-22F5DHN1 | MDI2-22F5DHN1 | 22026014000205 | 198
MI2-28F5DHN1 | MDI2-28F5DHN1 | 22026014000203 | 201
MI2-36F5DHN1 | MDI2-36F5DHN1 | 22026014000202 | 221
MI2-45F5DHN1 | MDI2-45F5DHN1 | 22026014000201 | 235
MI2-56F5DHN1 | MDI2-56F5DHN1 | 22026014000199 | 252
MI2-71F5DHN1 | MDI2-71F5DHN1 | 22026014000198 | 260
MI2-80F5DHN1 | MDI2-80F5DHN1 | 22026014000197 | 278
MI2-22ZDHN1 | MDI2-22ZDHN1 | 22026015000053 | 269
MI2-28ZDHN1 | MDI2-28ZDHN1 | 22026015000054 | 276
MI2-36ZDHN1 | MDI2-36ZDHN1 | 22026015000055 | 287
MI2-45ZDHN1 | MDI2-45ZDHN1 | 22026015000056 | 298
CE-MDVD22G/N1Y-11M | MDVD22G/N1Y-11M | 22026010000426 | 115 | 148
CE-MDVD28G/N1Y-11M | MDVD28G/N1Y-11M | 22026010000419 | 128 | 156
CE-MDVD36G/N1Y-11M | MDVD36G/N1Y-11M | 22026010000420 | 142 | 173
CE-MDVD45G/N1Y-11M | MDVD45G/N1Y-11M | 22026010000421 | 165 | 196
CE-MDVD56G/N1Y-11M | MDVD56G/N1Y-11M | 22026010000422 | 172 | 200
CE-MDVD71G/N1Y-11M | MDVD71G/N1Y-11M | 22026010000423 | 195 | 216
CE-MDVD80G/N1Y-11M | MDVD80G/N1Y-11M | 22026010000424 | 202 | 220
CE-MDVD90G/N1Y-11M | MDVD90G/N1Y-11M | 22026010000425 | 215 | 234
MDV-D18Q1/N1-D | MDV-D18Q1/N1-D | 22026012000204 | 186
MDV-D22Q1/N1-D | MDV-D22Q1/N1-D | 22026012000200 | 200
MDV-D28Q1/N1-D | MDV-D28Q1/N1-D | 22026012000218 | 217
MDV-D36Q1/N1-D | MDV-D36Q1/N1-D | 22026012000219 | 220
MDV-D45Q1/N1-D | MDV-D45Q1/N1-D | 22026012000234 | 243
MDV-D56Q1/N1-D | MDV-D56Q1/N1-D | 22026012000235 | 257
MDV-D71Q1/N1-D | MDV-D71Q1/N1-D | 22026012000236 | 271
MDV-D22Q2/N1 | MDV-D22Q2/N1 | 22026012000008 | 284
MDV-D28Q2/N1 | MDV-D28Q2/N1 | 22026012000014 | 298
MDV-D36Q2/N1 | MDV-D36Q2/N1 | 22026012000005 | 311
MDV-D45Q2/N1 | MDV-D45Q2/N1 | 22026012000024 | 316
MDV-D56Q2/N1 | MDV-D56Q2/N1 | 22026012000004 | 324
MDV-D71Q2/N1 | MDV-D71Q2/N1 | 22026012000009 | 333
MDV-D15Q4/N1-A3 | MDV-D15Q4/N1-A3 | 22026012000066 | 164
MDV-D22Q4/N1-A3 | MDV-D22Q4/N1-A3 | 22026012000073 | 181
MDV-D28Q4/N1-A3 | MDV-D28Q4/N1-A3 | 22026012000119 | 183
MDV-D36Q4/N1-A3 | MDV-D36Q4/N1-A3 | 22026012000109 | 195
MDV-D45Q4/N1-A3 | MDV-D45Q4/N1-A3 | 22026012000039 | 213
MDV-D56Q4/N1-A3 | MDV-D56Q4/N1-A3 | 22026012000039 | 232
| MDV-MBQ4-03A2 | 12112900000382 | 19
MDV-D28Q4/N1-E | MDV-D28Q4/N1-E | 22026012000164 | 213
MDV-D36Q4/N1-E | MDV-D36Q4/N1-E | 22026012000174 | 215
MDV-D45Q4/N1-E | MDV-D45Q4/N1-E | 22026012000166 | 242
MDV-D56Q4/N1-E | MDV-D56Q4/N1-E | 22026012000047 | 250
MDV-D71Q4/N1-E | MDV-D71Q4/N1-E | 22026012000030 | 316
MDV-D80Q4/N1-E | MDV-D80Q4/N1-E | 22026012000060 | 325
MDV-D90Q4/N1-E | MDV-D90Q4/N1-E | 22026012000167 | 331
MDV-D100Q4/N1-E | MDV-D100Q4/N1-E | 22026012000065 | 355
MDV-D112Q4/N1-E | MDV-D112Q4/N1-E | 22026012000046 | 413
MDV-D140Q4/N1-E | MDV-D140Q4/N1-E | 22026012000057 | 429
T-MBQ4-02B1 | MDV-MBQ4-02B1 | 12112900A00616 | 23
MI-22G/DHN1-M | MDI-22G/DHN1-M | 22026010000179 | 148
MI-28G/DHN1-M | MDI-28G/DHN1-M | 22026010000180 | 156
MI-36G/DHN1-M | MDI-36G/DHN1-M | 22026010000181 | 173
MI-45G/DHN1-M | MDI-45G/DHN1-M | 22026010000182 | 196
MI-56G/DHN1-M | MDI-56G/DHN1-M | 22026010000183 | 200
MI-71G/DHN1-M | MDI-71G/DHN1-M | 22026010000184 | 216
MI-80G/DHN1-M | MDI-80G/DHN1-M | 22026010000185 | 220
MI-90G/DHN1-M | MDI-90G/DHN1-M | 借用22026010000185定制M9面板L201606180001 | 234
MDV-D36DL/N1-C | MDV-D36DL/N1-C | 22026013000046 | 235
MDV-D45DL/N1-C | MDV-D45DL/N1-C | 22026013000038 | 244
MDV-D56DL/N1-C | MDV-D56DL/N1-C | 22026013000006 | 250
MDV-D71DL/N1-C | MDV-D71DL/N1-C | 22026013000030 | 267
MDV-D80DL/N1-C | MDV-D80DL/N1-C | 22026013000021 | 276
MDV-D90DL/N1-C | MDV-D90DL/N1-C | 22026013000016 | 295
MDV-D112DL/N1-C | MDV-D112DL/N1-C | 22026013000007 | 328
MDV-D140DL/N1-C | MDV-D140DL/N1-C | 22026013000042 | 334
MDV-D160DL/N1-C | MDV-D160DL/N1-C | 22026013000014 | 418
MDV-D80T2/N1-BA5 | MDV-D80T2/N1-BA5 | 22026011000194 | 241
MDV-D90T2/N1-BA5 | MDV-D90T2/N1-BA5 | 22026011000181 | 259
MDV-D112T2/N1-BA5 | MDV-D112T2/N1-BA5 | 22026011000190 | 285
MDV-D140T2/N1-BA5 | MDV-D140T2/N1-BA5 | 22026011000179 | 294
MDV-D22T2/N1-DA5 | MDV-D22T2/N1-DA5 | 22026011001079 | 174
MDV-D28T2/N1-DA5 | MDV-D28T2/N1-DA5 | 22026011001082 | 181
MDV-D36T2/N1-DA5 | MDV-D36T2/N1-DA5 | 22026011001083 | 184
MDV-D45T2/N1-DA5 | MDV-D45T2/N1-DA5 | 22026011001078 | 216
MDV-D56T2/N1-DA5 | MDV-D56T2/N1-DA5 | 22026011001081 | 230
MDV-D71T2/N1-DA5 | MDV-D71T2/N1-DA5 | 22026011001080 | 245
MDV-D71T1/N1-B | MDV-D71T1/N1-B | 22026011000114 | 285
MDV-D80T1/N1-B | MDV-D80T1/N1-B | 22026011000109 | 302
MDV-D90T1/N1-B | MDV-D90T1/N1-B | 22026011000116 | 330
MDV-D112T1/N1-B | MDV-D112T1/N1-B | 22026011000066 | 344
MDV-D140T1/N1-B | MDV-D140T1/N1-B | 22026011000113 | 370
MDV-D160T1/N1-B | MDV-D160T1/N1-B | 22026011000067 | 388
MDV-D200T1/N1-B | MDV-D200T1/N1-B | 22026011000068 | 521
MDV-D250T1/N1-B | MDV-D250T1/N1-B | 22026011000074 | 523
MDV-D280T1/N1-B | MDV-D280T1/N1-B | 22026011000106 | 530
MDV-D125T1/N1-FA | MDV-D125T1/N1-FA | 22026021000007 | 420
MDV-D140T1/N1-FA | MDV-D140T1/N1-FA | 22026021000018 | 434
MDV-D200T1/N1-FA | MDV-D200T1/N1-FA | 22026021000008 | 720
MDV-D250T1/N1-FA | MDV-D250T1/N1-FA | 22026021000009 | 736
MDV-D280T1/N1-FA | MDV-D280T1/N1-FA | 22026021000019 | 745
MDV-D400T1/N1 | MDV-D400T1/N1 | 22026011000107 | 1126
MDV-D450T1/N1 | MDV-D450T1/N1 | 22026011000069 | 1173
MDV-D560T1/N1 | MDV-D560T1/N1 | 22026011000075 | 1233
MDV-D22Z/N1-F4 | MDV-D22Z/N1-F4 | 22026014000118 | 182
MDV-D28Z/N1-F4 | MDV-D28Z/N1-F4 | 22026014000110 | 184
MDV-D36Z/N1-F4 | MDV-D36Z/N1-F4 | 22026014000106 | 203
MDV-D45Z/N1-F4 | MDV-D45Z/N1-F4 | 22026014000107 | 216
MDV-D56Z/N1-F4 | MDV-D56Z/N1-F4 | 22026014000119 | 231
MDV-D71Z/N1-F4 | MDV-D71Z/N1-F4 | 22026014000112 | 238
MDV-D80Z/N1-F4 | MDV-D80Z/N1-F4 | 22026014000113 | 256
MDV-D22Z/N1-F5 | MDV-D22Z/N1-F5 | 借用22026014000118定制 | 182
MDV-D28Z/N1-F5 | MDV-D28Z/N1-F5 | 借用22026014000110定制 | 184
MDV-D36Z/N1-F5 | MDV-D36Z/N1-F5 | 借用22026014000106定制 | 203
MDV-D45Z/N1-F5 | MDV-D45Z/N1-F5 | 借用22026014000107定制 | 216
MDV-D56Z/N1-F5 | MDV-D56Z/N1-F5 | 借用22026014000119定制 | 231
MDV-D71Z/N1-F5 | MDV-D71Z/N1-F5 | 借用22026014000112定制 | 238
MDV-D80Z/N1-F5 | MDV-D80Z/N1-F5 | 借用22026014000113定制 | 256
MDV-D22Z/N1-F3B | MDV-D22Z/N1-F3B | 借用22026014000118定制 | 166
MDV-D28Z/N1-F3B | MDV-D28Z/N1-F3B | 借用22026014000110定制 | 168
MDV-D36Z/N1-F3B | MDV-D36Z/N1-F3B | 借用22026014000106定制 | 188
MDV-D45Z/N1-F3B | MDV-D45Z/N1-F3B | 借用22026014000107定制 | 200
MDV-D56Z/N1-F3B | MDV-D56Z/N1-F3B | 借用22026014000119定制 | 216
MDV-D71Z/N1-F3B | MDV-D71Z/N1-F3B | 借用22026014000112定制 | 222
MDV-D80Z/N1-F3B | MDV-D80Z/N1-F3B | 借用22026014000113定制 | 238
MDV-D22Z/DN1-B | MDV-D22Z/DN1-B | 22026015000006 | 235
MDV-D28Z/DN1-B | MDV-D28Z/DN1-B | 22026015000003 | 242
MDV-D36Z/DN1-B | MDV-D36Z/DN1-B | 22026015000005 | 245
MDV-D45Z/DN1-B | MDV-D45Z/DN1-B | 22026015000007 | 247
HRV-200 | HRV-200 | 22026022000019 | 227
HRV-300 | HRV-300 | 22026022000018 | 274
HRV-400 | HRV-400 | 22026022000011 | 330
HRV-500 | HRV-500 | 22026022000016 | 455
HRV-800 | HRV-800 | 22026022000009 | 590
HRV-1000 | HRV-1000 | 22026022000012 | 690
HRV-1500 | HRV-1500 | 22026022000001 | 1005
HRV-2000 | HRV-2000 | 22026022000017 | 1176
AHUKZ-00D |  | 22012000000134 | 132
AHUKZ-01D |  | 22012000000133 | 136
AHUKZ-02D |  | 22012000000131 | 150
AHUKZ-03D |  | 22012000000132 | 185
SMK-D140HHN1-3 |  | 22010600000130 | 1280
SMK-D140HN1-3 |  | 22010600000130 | 1280
MS01N1-D |  | 22010200000195 | 382
MS04N1-D |  | 22010200000219 | 755
MS06N1-D |  | 22010200000218 | 1020
MS08N1-D |  | 22010200000217 | 1280
MS10N1-D |  | 22010200000216 | 1520
MS12N1-D |  | 22010200000215 | 1750
R05/BGE |  |  | 11
RM05/BG |  |  | 15
RM02 |  |  | 17
KJRP-86I/MFK-E | KJRP-86I/MFK-E | 17317100004857 | 19
RM12A/BGEF |  | 17317000002875 | 15
KJR-12B/DP(T)-E(D) | KJR-12B/DP(T)-E | 17317100000174
KJR-12B/DP(T)-E(D) | KJR-12B/DP(T)-E(D) |  | 21
KJR-29B1/BK-E | KJR-29B1/BK-E | 17317100000108 | 40
KJR-86C-E |  |  | 19
MD-CCM03/E(M) |  |  | 59
CCM30 | CCM30 | 17311500A00165 | 90
MD-CCM09/E |  | 17211500000018 | 82
KJR-90B/M-E |  |  | 51
KJR-150A/M-E |  | 17311500000071 | 50
NIM01/E | NIM01 | 17210900000008 | 18
MD-NIM05/E | NIM05 | 17211300000013 | 28
MD-NIM05B/E |  |  | 28
MD-NIM09/E |  |  | 59
MD-NIM10 |  |  | 45
CCM02 |  |  | 33
MCAC-DIAG/E |  |  | 236
KJR-32B/E |  |  | 38
KJR-120C/BW-E |  |  | 62
MD-LonGW64/E |  | 17211200000103 | 859
CCM-18A/N | MD-CCM18A/N | 17211200000110 | 859
MD-CCM08/E |  | 17311500000062 | 859
CCM15 |  | 17211200000681 | 135
IMM441V4PA58 |  | 17211200000086 | 1290
IMM-ENET-MA |  |  | 861
DTS634/DTS636 |  | 17511100000004 | 108
MD-KNX-01 |  |  | 125
CE-AHUKZ-01A | AHUKZ-01A |  | 135
CE-AHUKZ-02A | AHUKZ-02A |  | 160
CE-AHUKZ-03A | AHUKZ-03A |  | 198
AHUKZ-01B | AHUKZ-01B |  | 154
AHUKZ-02B | AHUKZ-02B |  | 175
AHUKZ-03B | AHUKZ-03B |  | 212
AHUKZ-00C | AHUKZ-00C | 22012000000008 | 157
AHUKZ-01C | AHUKZ-01C | 22012000000008 | 163
AHUKZ-02C | AHUKZ-02C | 22012000000009 | 222
AHUKZ-03C | AHUKZ-03C | 22012000000010 | 240
CE-FCUKZ-01 | FCUKZ-01 |  | 39
CE-FCUKZ-02 | FCUKZ-02 |  | 43
CE-FCUKZ-03 | FCUKZ-03 | 22012000000001 | 39
CE-FCUKZ-04 | FCUKZ-04 | 22012000000005 | 43
RM02A/BGE(T)-A | RM02A/BGE(T)-A |  | 19
KJR-120A/B-E | KJR-120A/B-E |  | 27
KJR-120B/BKP-E | KJR-120B/BKP-E |  | 43
MD-CCM03/E(T) | MD-CCM03/E(T) |  | 88
FQZHW-02SB1 |  | 15111700001754 | 96
FQZHW-03SB1 |  | 15111700001761 | 175
FQZHN-01SB1 |  | 15111700001736 | 7.2
FQZHN-02SB1 |  | 15111700001738 | 22
FQZHN-03SB1 |  | 15111700001734 | 40
FQZHN-04SB1 |  | 15111700001735 | 55
FQZHN-05SB1 |  | 15111700001737 | 82
DXFQT4-01 |  | 15111700A03090 | 44
DXFQT8-01 |  | 15111700A03089 | 90
FQZHN-09A |  | 15111700001774 | 16
FQZHW-02SB | FQZHW-02SB | 15111700000276 | 107
FQZHW-03SB | FQZHW-03SB | 15111700000353 | 160
FQZHW-04SB | FQZHW-04SB | 15111700000339 | 204
FQZHN-01SB | FQZHN-01SB | 15111700000333 | 23
FQZHN-02SB | FQZHN-02SB | 15111700000295 | 28
FQZHN-03SB | FQZHN-03SB | 15111700000386 | 42
FQZHN-04SB | FQZHN-04SB | 15111700000388 | 65
FQZHN-05SB | FQZHN-05SB | 15111700000349 | 99
CE-FQZHW-02N1D | FQZHW-02N1D | 15111700000369 | 42
CE-FQZHW-03N1D | FQZHW-03N1D | 15111700000267 | 81
CE-FQZHW-04N1D | FQZHW-04N1D | 15111700000331 | 152
FQZHN-01D | FQZHN-01D | 15111700000352 | 17
FQZHN-02D | FQZHN-02D | 15111700000376 | 19
FQZHN-03D | FQZHN-03D | 15111700000304 | 37
FQZHN-04D | FQZHN-04D | 15111700000390 | 61
FQZHN-05D | FQZHN-05D | 15111700000272 | 65
FQZHN-06D | FQZHN-06D | 15111700000311 | 81
FQZHW-02N1E | FQZHW-02N1E | 15111700001468 | 90
FQZHW-03N1E | FQZHW-03N1E | 15111700001467 | 160
FQZHD-01 |  | 15111700000307 | 7.5
FQZHD-02 | FQZHD-02 | 15111700000341 | 14.5
FQZHD-03 | FQZHD-03 | 15111700000277 | 23
FQZHD-04 | FQZHD-04 | 15111700000265 | 26.5
MCAC-PIDU |  | 17126000003949 | 32
MCAC-DSCK |  | 17227000003201 | 36
T-MBQ4-01E |  | 22012900002830 | 65
T-MBQ4-03B | MDV-MBQ4-03A2 | 12112900000382 | 20
T-MBQ-03D3 |  | 12112900A09426 | 36
CE-MBQ-03C4 |  | 22012900002851 | 36
T-MBQ4-02B1 | MDV-MBQ4-02B1 | 12112900A00616 | 55
CE-MBQ2-01 |  | 22012900002618 | 85
MBQ1-01D | MDV-MBQ1-01D | 22012900000410 | 52
MBQ1-02D | MDV-MBQ1-02D | 12112900000376 | 30
MD-CCM18A/N | MD-CCM18A/N | 17211200000110 | 816
RM05B | RM05B | 17117000003840 | 7
RM12D | RM12D | 17117000003842 | 10
WDC-86E/K | WDC-86E/K | 17317100003095 | 16
WDC-86E/KD | WDC-86E/KD | 17317100003096 | 23
WDC-120G/WK | WDC-120G/WK | 17317100002915 | 60
CCM-180A/BWS | CCM-180A/BWS | 17311500000461 | 409 | 17311500A04245 无牌
CCM-270B/WS | CCM-270B/WS | 17311500000721 | 1371
GW-BAC | GW-BAC | 17211200000861 | 1283
IMMP-BAC | IMMP-BAC | 17211200A03107 | 1283
GW-MOD | GW-MOD | 17211200000961 | 1283
GW-LON | GW-LON | 17211200000921 | 1283
IMMP-M | IMMP-M | 17211200000922 | 1188
IMMP-S | IMMP-S | 17211000000181 | 1026 | 无牌
GW-KNX | GW-KNX | 17211200001521 | 108
MCAC-DIAG-B | MCAC-DIAG-B | 17211000000201 | 131
CCM30/BKE-B(NL) | CCM30 | 17311500A07169 | 90
RM12F/BGF-E | RM12F | 17317000008018 | 10.5
MBT2-01N | MBT2-01N | 21012900000076 | 27
MBT2-02N | MBT2-02N | 21012900000077 | 38
MBT2-03N | MBT2-03N | 21012900000078 | 50
MGBL-F200W/RN1 | MDGB-F200W/SN1 | 22027120000044 | 9548
MGBT-F180W/RN1 | MDGBT-F180W/RN1 | 22027120000069 | 10805
MGBT-F250W/RN1 | MDGBT-F250W/RN1 | 22027120000054 | 14138
MGBL-F200W/RN1 | MDGBL-F200W/RN1 | 22027120000044 | 9647
MGBL-F250W/RN1 | MDGBL-F250W/RN1 | 22027120000065 | 13538
MC-SS35/RN1L | MDC-SS35/RN1L | 22027120000067 | 2258
MC-SS65/RN1L | MDC-SS65/RN1L | 22027120000030 | 3628
MC-SS80/RN1L | MDC-SS80/RN1L | 22027120000003 | 4918
MC-SS130/RN1L | MDC-SS130/RN1 | 22027120000221 | 7791
KJR-120A/MBTE | KJR-120B/MBTE | 17317100000068 | 59
KJRM-120D/BMK-E | KJRM-120D/BMK-E | 17317100000116 | 82
WFS-1001-H | WFS-1001-H | 202301820013 | 110
MGC-V5W/D2N1 | MGC-V5W/D2N1 | 22027410000030 | 922
MGC-V7W/D2N1 | MGC-V7W/D2N1 | 22027410000031 | 1022
MGC-V10W/D2N1 | MGC-V10W/D2N1 | 22027410000051 | 1548
MGC-V12W/D2N1 | MGC-V12W/D2N1 | 22027410000010 | 1669
MGC-V14W/D2RN1 | MGC-V14W/D2N1 | 22027410000050 | 1682
MGC-V16W/D2RN1 | MGC-V16W/D2N1 | 22027410000052 | 1842
KJR-120F1/BMK-E | KJR-120F1/BMK-E | 17317100000066 | 82
MC-SU30-RN1L |  | 22027120000278 | 2822
MC-SU60-RN1L |  | 22027120000258 | 4535
MC-SU90-RN1L |  | 22027120000318 | 7952
RHAE95HA |  | 22027120000338 | 28967
RHAE125HA |  |  | 35281
RHAE190HA |  |  | 57936
RHAE220HA |  |  | 64731
RHAE250HA |  |  | 70562
RCAE95HA |  |  | 27519
RCAE125HA |  |  | 33517
RCAE190HA |  |  | 55039
RCAE220HA |  |  | 61494
RCAE250HA |  |  | 67034
| Midea model |  | 2019 price
LSBLGW380/C | LSBLGW380/C | 22027230000017 | 23912
LSBLGW500/C | LSBLGW500/C | 22027230000008 | 29609
LSBLGW600/C | LSBLGW600/C | 22027230000010 | 34853
LSBLGW720/C | LSBLGW720/C | 22027230000013 | 43577 | #REF!
LSBLGW720/A | LSBLGW720/A | 22027230000043 | 55262
LSBLGW900/C | LSBLGW880/C | 22027230000001 | 51813
LSBLGW1000/C | LSBLGW1000/C | 22027230000002 | 55715
LSBLGW1200/C | LSBLGW1200/C | 22027230000042 | 66081
LSBLGW1420/C | LSBLGW1420/C | 22027230000041 | 77072
精密空调
MAV006S1N2S | MAV006S1N2S | 22025221000022 | 1555
MA0071N | MA0071N | 22025226000024 | 220
MAV008T1N2S | MAV008T1N2S | 22025221000022 | 1630
MA0101N | MA0101N | 22025226000023 | 287
MAV013T1N2S | MAV013T1N2S | 22025221000023 | 1916
MA0162N | MA0162N | 22025226000022 | 445
MAV018T1N2S | MAV018T1N2S | 22025221000024 | 2460
MA0212N | MA0212N | 22025226000025 | 610
MVi-200WV2GN1(A) | 200WV2GN1(A) | 21027020001839 | 1280 | L2020033000002
MVi-224WV2GN1(A) | 224WV2GN1(A) | 21027020001839 | 1320 | L2020033000002
MVi-260WV2GN1(A) | 260WV2GN1(A) | 21027020001837 | 1365 | L2020033000002
MVi-280WV2GN1(A) | 280WV2GN1(A) | 21027020001838 | 1420 | L2020033000002
MVi-335WV2GN1(A) | 335WV2GN1(A) | 22027020001585 | 1650 | L2020033000002
LSBLGW380/C（T3） | LSBLGW380/C（T3） | Customize | 25862
LSBLGW500/C（T3） | LSBLGW500/C（T3） | Customize | 31010
LSBLGW600/C（T3） | LSBLGW600/C（T3） | Customize | 36634
LSBLGW760/C（T3） | LSBLGW760/C（T3） | Customize | 49906
LSBLGW900/C（T3） | LSBLGW900/C（T3） | Customize | 53911
LSBLGW1000/C（T3） | LSBLGW1000/C（T3） | Customize | 58502
LSBLGW1200/C（T3） | LSBLGW1200/C（T3） | Customize | 69586
LSBLGW1420/C（T3） | LSBLGW1420/C（T3） | Customize | 81416
| LSBLG340/MCF | 22027210000646 | 17002
| LSBLG440/MCF | 22027210000633 | 20370
| LSBLG540/MCF | 22027210000634 | 23075
| LSBLG720/MCF | 22027210000636 | 28566
| LSBLG805/MCF | 22027210000637 | 33301
| LSBLG890/MCF | 22027210000645 | 36502
| LSBLG1055/MCF | 22027210000638 | 43704
| LSBLG1080/MCF | 22027210000007 | 44864
| LSBLG1200/MCF | 22027210000639 | 48190
| LSBLG1300/MCF | 22027210000640 | 50450
| LSBLG1410/MCF | 22027210000642 | 55519
| LSBLG1620/MCF | 22027210000644 | 66098
| LSBLG1780/MCF | 22027210000643 | 72901
| SCWE70H-A | Customize | 20676
| SCWE90H-A | Customize | 21447
| SCWE100H-A | Customize | 22686
| SCWE110H-A | Customize | 24954
| SCWE130H-A | Customize | 27374
| SCWE150H-A | Customize | 28667
| SCWE170H-A | Customize | 32489
| SCWE200H-A | Customize | 36658
| SCWE210H-A | Customize | 39680
| SCWE230H-A | Customize | 43031
| SCWE220H-A | Customize | 45612
| SCWE270H-A | Customize | 51816
| SCWE300H-A | Customize | 55491
| SCWE350H-A | Customize | 62644
| SCWE390H-A | Customize | 68916
| SCWE420H-A | Customize | 75370
| SCWE470H-A | Customize | 81956
rooftop
MRC-062HWN1-R(C) | MDRC-060HWN1 | 22027710000348 | 1470
MRC-075HWN1-R(C ) | MDRC-075HWN1 | 22027710000302 | 1605
MRC-085HWN1-R(C) | MDRC-085HWN1 | 22027710000349 | 2013
MRC-100HWN1-R(C) | MDRC-100HWN1 | 22027710000048 | 2137
MRC-125HWN1-R(C) | MDRC-125HWN1 | 22027710000164 | 2975
MRC-150HWN1-R(C) | MDRC-150HWN1 | 22027710000157 | 3375
MRC-175HWN1-R(C) | MDRC-175HWN1 | 22027710000111 | 4063
MRC-200HWN1-R(C) | MDRC-200HWN1 | 22027710000158 | 4234
MRC-250HWN1-R(C) | MDRC-250HWN1 | 22027710000289 | 5202
MRC-300HWN1-R(C) | MDRC-300HWN1 | 22027710000321 | 6782
MRCT-48CWN1-R(C) |  | 22027710000456 | 940
MRCT-60CWN1-R(C) |  | 22027710000455 | 992
MRCT-062CWN1-R(C) |  | 22027710000020 | 1517
MRCT-075CWN1-R(C) |  | 22027710000021 | 1720
MRCT-085CWN1-R(C) |  | 22027710000022 | 1974
MRCT-100CWN1-R(C) |  | 22027710000027 | 2032
MRCT-125CWN1-R(C) |  | 22027710000029 | 2802
MRCT-150CWN1-R(C) |  | 22027710000222 | 3506
MRCT-175CWN1-R(C) |  | 22027710000094 | 3911
MRCT-200CWN1-R(C) |  | 22027710000224 | 4405
MRCT-250CWN1-R(C) |  | 22027710000364 | 5076
MRCT-300CWN1-R(C) |  | 22027710000363 | 6716
ccu
MCCU-03CN1 | MDCCU-03CN1 | 22023016000280 | 147
MCCU-05CN1 | MDCCU-05CN1 | 22023016000280 | 186
MCCU-07CN1 | MDCCU-07CN1 | 22023016000280 | 222
MCCU-10CN1 | MDCCU-10CN1 | 22023016000228 | 350
MCCU-14CN1 | MDCCU-14CN1 | 22023016000227 | 387
MCCU-16CN1 | MDCCU-16CN1 | 22023016000232 | 436
MCCU-22CN1 | MDCCU-22CN1 | 22023016000259 | 1052
MCCU-28CN1 | MDCCU-28CN1 | 22023016000247 | 1071
MCCU-35CN1 | MDCCU-35CN1 | 22023016000244 | 1368
MCCU-45CN1 | MDCCU-45CN1 | 22023016000255 | 1804
MCCU-53CN1 | MDCCU-53CN1 | 22026166000003 | 2380
MCCU-61CN1 | MDCCU-61CN1 | 22026166000003 | 2644
MCCU-70CN1 | MDCCU-70CN1 | 22026166000002 | 2881
MCCU-105CN1 | MDCCU-105CN1 | 22026166000001 | 4250
unitary
MFA-76CRN1 | MDFA-76CRN1 | 22022211000266 | 484
MFA3T-96CRN1 | MDFA-96CRN1 | 22022211000627 | 497
MHB-76CRN1 | MDHB-76CRN1 | 22023011000823 | 404
MHB1T-96CWN1 | MDHB-96CRN1 | 22023011001614 | 420
MTA-76CRN1 | MDTA-76CRN1 | 22023011000886 | 372
MTB1T-96CWN1 | MDTA-96CRN1 | 22023011001615 | 376
MTA-120CRN1 | MDTA-120CRN1 | 22023011000873 | 782
MOV-76CN1-C | MDOV-76CN1 | 22023016000259 | 1046
MOVTA-96CN1-R | MDOV-96CN1 | 22023016000772 | 1085
MOV-120CN1-C | MDOV-120CN1 | 22023016000244 | 1538
MFA-76HRN1 | MDFA-76HRN1 | 22022211000282 | 490
MFA3T-96HRN1 | MDFA-96HRN1 | 22022211000628 | 506
MHB-76HRN1 | MDHB-76HRN1 | 22023011000821 | 410
MHB1T-96HWN1 | MDHB-96HRN1 | 22023011001616 | 428
MTA-76HRN1 | MDTA-76HRN1 | 22023011000893 | 376
MTBT-96HWN1 | MDTA-96HRN1 | 22023011001617 | 381
MTA-120HRN1 | MDTA-120HRN1 | 22023011000852 | 802
MOV-76HN1-C | MDOV-76HN1 | 22023016000243 | 1144
MOVTA-96HN1-R | MDOV-96HN1 | 22023016000771 | 1159
MOV-120HN1-C | MDOV-120HN1-C | 22023016000257 | 1635
MTA-150CRN1 | MDTA-150CRN1 | 22022411000005 | 852
MOV-76CN1-C | MDOV-76CN1 | 22023016000259 | 2*1372
MTB-76HWN1 | MDTB-76HWN1 | 22023011000902 | 355
MTB-120HWN1 | MDTB-120HWN1 | 22023011000866 | 687
MHB-76HWN1 | MDHB-76HWN1 | 22023011000824 | 376
MHA-150HWN1 | MDHA-150HWN1 | 22023011000815 | 769
MHA-192HWN1 | MDHA-192HWN1 | 22023011000830 | 862
MFA2-76HRN1 | MDFA2-76HRN1 | 22022211000273 | 460
MOV-76HN1-R | MDOV-76HN1-R | 22023016000243 | 1059
MOV-120HN1-R | MDOV-120HN1 | 22023016000233 | 1446
MOV-150HN1-R | MDOV-150HN1-R | 22023016000255 | 2092
MOV-192HN1-R | MDOV-192HN1 | 22023016000267 | 2536
MTB1T-96HWN1 | MDTC-96HWN1 | 22023011001617 | 359
MHB1T-96HWN1 | MDTD-96HWN1 | 22023011001616 | 382
MFA3T-96HRN1 | MDFA3-96HRN1 | 22022211000628 | 477
MOVTA-96HN1-R | MDOV-96HN1-R | 22023016000771 | 1159
MTA-96HWAN1 |  | 22023011000902 | 366
MHA-96HWAN1 |  | 22023011001616 | 390
MFA-96HWAN1-R |  | 22022211000628 | 487
MQ4A-48HWAN1 |  | 22026012000046 | 384
MOUB-96HD1N1-R |  | 22023016000222 | 1182
MHC-96HWD1N1(A) |  | 22023011000813 | 458
MOUA-96HD1N1-R |  | 22023016000222 | 1391
FCU1
MKT2-200G30 | MDKT2-200G30 | 22026211000028 | 56
MKT2-300G30 | MDKT2-300G30 | 22026211000067 | 65
MKT2-400G30 | MDKT2-400G30 | 22026211000187 | 68
MKT2-500G30 | MDKT2-500G30 | 22026211000119 | 71
MKT2-600G30 | MDKT2-600G30 | 22026211000185 | 81
MKT2-800G30 | MDKT2-800G30 | 22026211000024 | 115
MKT2-1000G30 | MDKT2-1000G30 | 22026211000236 | 121
MKT2-1200G30 | MDKT2-1200G30 | 22026211000171 | 136
MKT2-1400G30 | MDKT2-1400G30 | 22026211000106 | 146
MKT2-200G50 | MDKT2-200G50 | 22026211000028 | 61
MKT2-300G50 | MDKT2-300G50 | 22026211000067 | 70
MKT2-400G50 | MDKT2-400G50 | 22026211000187 | 73
MKT2-500G50 | MDKT2-500G50 | 22026211000119 | 78
MKT2-600G50 | MDKT2-600G50 | 22026211000185 | 87
MKT2-800G50 | MDKT2-800G50 | 22026211000024 | 124
MKT2-1000G50 | MDKT2-1000G50 | 22026211000236 | 134
MKT2-1200G50 | MDKT2-1200G50 | 22026211000171 | 149
MKT2-1400G50 | MDKT2-1400G50 | 22026211000106 | 161
MKT2-200EG30 | MDKT2-200EG30 | 22026211000028 | 76
MKT2-300EG30 | MDKT2-300EG30 | 22026211000067 | 81
MKT2-400EG30 | MDKT2-400EG30 | 22026211000187 | 87
MKT2-500EG30 | MDKT2-500EG30 | 22026211000119 | 98
MKT2-600EG30 | MDKT2-600EG30 | 22026211000185 | 111
MKT2-800EG30 | MDKT2-800EG30 | 22026211000024 | 136
MKT2-1000EG30 | MDKT2-1000EG30 | 22026211000236 | 153
MKT2-1200EG30 | MDKT2-1200EG30 | 22026211000171 | 164
MKT2-1400EG30 | MDKT2-1400EG30 | 22026211000106 | 183
MKT2-200EG50 | MDKT2-200EG50 | 22026211000028 | 78
MKT2-300EG50 | MDKT2-300EG50 | 22026211000067 | 84
MKT2-400EG50 | MDKT2-400EG50 | 22026211000187 | 90
MKT2-500EG50 | MDKT2-500EG50 | 22026211000119 | 101
MKT2-600EG50 | MDKT2-600EG50 | 22026211000185 | 114
MKT2-800EG50 | MDKT2-800EG50 | 22026211000024 | 140
MKT2-1000EG50 | MDKT2-1000EG50 | 22026211000236 | 156
MKT2-1200EG50 | MDKT2-1200EG50 | 22026211000171 | 168
MKT2-1400EG50 | MDKT2-1400EG50 | 22026211000106 | 186
MKT3-200G12 | MDKT3-200G12 | 22026211000176 | 61
MKT3-300G12 | MDKT3-300G12 | 22026211000152 | 67
MKT3-400G12 | MDKT3-400G12 | 22026211000231 | 73
MKT3-500G12 | MDKT3-500G12 | 22026211000240 | 80
MKT3-600G12 | MDKT3-600G12 | 22026211000142 | 86
MKT3-800G12 | MDKT3-800G12 | 22026211000143 | 123
MKT3-1000G12 | MDKT3-1000G12 | 22026211000041 | 129
MKT3-1200G12 | MDKT3-1200G12 | 22026211000234 | 140
MKT3-1400G12 | MDKT3-1400G12 | 22026211000096 | 155
MKT3-200G30 | MDKT3-200G30 | 22026211000013 | 64
MKT3-300G30 | MDKT3-300G30 | 22026211000125 | 70
MKT3-400G30 | MDKT3-400G30 | 22026211000004 | 76
MKT3-500G30 | MDKT3-500G30 | 22026211000034 | 83
MKT3-600G30 | MDKT3-600G30 | 22026211000005 | 90
MKT3-800G30 | MDKT3-800G30 | 22026211000091 | 125
MKT3-1000G30 | MDKT3-1000G30 | 22026211000109 | 136
MKT3-1200G30 | MDKT3-1200G30 | 22026211000068 | 149
MKT3-1400G30 | MDKT3-1400G30 | 22026211000170 | 163
MKT3-200G50 | MDKT3-200G50 | 22026211000013 | 69
MKT3-300G50 | MDKT3-300G50 | 22026211000125 | 76
MKT3-400G50 | MDKT3-400G50 | 22026211000004 | 81
MKT3-500G50 | MDKT3-500G50 | 22026211000034 | 89
MKT3-600G50 | MDKT3-600G50 | 22026211000005 | 98
MKT3-800G50 | MDKT3-800G50 | 22026211000091 | 134
MKT3-1000G50 | MDKT3-1000G50 | 22026211000109 | 142
MKT3-1200G50 | MDKT3-1200G50 | 22026211000068 | 161
MKT3-1400G50 | MDKT3-1400G50 | 22026211000170 | 172
MKT3-200EG30 | MDKT3-200EG30 |  | 80
MKT3-300EG30 | MDKT3-300EG30 |  | 87
MKT3-400EG30 | MDKT3-400EG30 |  | 95
MKT3-500EG30 | MDKT3-500EG30 |  | 98
MKT3-600EG30 | MDKT3-600EG30 |  | 107
MKT3-800EG30 | MDKT3-800EG30 |  | 148
MKT3-1000EG30 | MDKT3-1000EG30 |  | 157
MKT3-1200EG30 | MDKT3-1200EG30 |  | 176
MKT3-1400EG30 | MDKT3-1400EG30 |  | 192
MKT3-200EG50 | MDKT3-200EG50 |  | 81
MKT3-300EG50 | MDKT3-300EG50 |  | 87
MKT3-400EG50 | MDKT3-400EG50 |  | 98
MKT3-500EG50 | MDKT3-500EG50 |  | 100
MKT3-600EG50 | MDKT3-600EG50 |  | 112
MKT3-800EG50 | MDKT3-800EG50 |  | 153
MKT3-1000EG50 | MDKT3-1000EG50 |  | 161
MKT3-1200EG50 | MDKT3-1200EG50 |  | 179
MKT3-1400EG50 | MDKT3-1400EG50 |  | 194
MKT3H-800G70 | MDKT3H-800G70 | 22026211000149 | 153
MKT3H-1000G70 | MDKT3H-1000G70 | 22026211000098 | 164
MKT3H-1200G70 | MDKT3H-1200G70 | 22026211000037 | 170
MKT3H-1400G70 | MDKT3H-1400G70 | 22026211000225 | 183
MKT3H-1600G100 | MDKT3H-1600G100 | 22026211000030 | 229
MKT3H-1800G100 | MDKT3H-1800G100 | 22026211000132 | 250
MKT3H-2200G100 | MDKT3H-2200G100 | 22026211000103 | 268
MKT3H-800EG70 | MDKT3H-800EG70 |  | 190
MKT3H-1000EG70 | MDKT3H-1000EG70 |  | 203
MKT3H-1200EG70 | MDKT3H-1200EG70 |  | 206
MKT3H-1400EG70 | MDKT3H-1400EG70 |  | 220
MKT3H-1600EG100 | MDKT3H-1600EG100 |  | 303
MKT3H-1800EG100 | MDKT3H-1800EG100 |  | 306
MKT3H-2200EG100 | MDKT3H-2200EG100 |  | 323
MKT3-200FG30 | MDKT3-200FG30 | 22026211000085 | 68
MKT3-300FG30 | MDKT3-300FG30 | 22026211000226 | 78
MKT3-400FG30 | MDKT3-400FG30 | 22026211000138 | 84
MKT3-500FG30 | MDKT3-500FG30 | 22026211000221 | 87
MKT3-600FG30 | MDKT3-600FG30 | 22026211000063 | 96
MKT3-800FG30 | MDKT3-800FG30 | 22026211000141 | 132
MKT3-1000FG30 | MDKT3-1000FG30 | 22026211000010 | 139
MKT3-1200FG30 | MDKT3-1200FG30 | 22026211000110 | 160
MKT3-1400FG30 | MDKT3-1400FG30 | 22026211000230 | 171
MKT3-200FG50 | MDKT3-200FG50 | 22026211000085 | 75
MKT3-300FG50 | MDKT3-300FG50 | 22026211000226 | 83
MKT3-400FG50 | MDKT3-400FG50 | 22026211000138 | 89
MKT3-500FG50 | MDKT3-500FG50 | 22026211000221 | 94
MKT3-600FG50 | MDKT3-600FG50 | 22026211000063 | 104
MKT3-800FG50 | MDKT3-800FG50 | 22026211000141 | 143
MKT3-1000FG50 | MDKT3-1000FG50 | 22026211000010 | 153
MKT3-1200FG50 | MDKT3-1200FG50 | 22026211000110 | 170
MKT3-1400FG50 | MDKT3-1400FG50 | 22026211000230 | 179
MKT4-200G30 | MDKT4-200G30 | 22026211000242 | 74
MKT4-300G30 | MDKT4-300G30 | 22026211000001 | 81
MKT4-400G30 | MDKT4-400G30 | 22026211000020 | 93
MKT4-500G30 | MDKT4-500G30 | 22026211000177 | 96
MKT4-600G30 | MDKT4-600G30 | 22026211000180 | 112
MKT4-800G30 | MDKT4-800G30 | 22026211000016 | 142
MKT4-1000G30 | MDKT4-1000G30 | 22026211000097 | 150
MKT4-1200G30 | MDKT4-1200G30 | 22026211000090 | 163
MKT4-1400G30 | MDKT4-1400G30 | 22026211000179 | 170
MKT4-200G50 | MDKT4-200G50 |  | 76
MKT4-300G50 | MDKT4-300G50 |  | 84
MKT4-400G50 | MDKT4-400G50 |  | 95
MKT4-500G50 | MDKT4-500G50 |  | 100
MKT4-600G50 | MDKT4-600G50 |  | 113
MKT4-800G50 | MDKT4-800G50 |  | 143
MKT4-1000G50 | MDKT4-1000G50 |  | 156
MKT4-1200G50 | MDKT4-1200G50 |  | 164
MKT4-1400G50 | MDKT4-1400G50 |  | 170
FCU CASSETTE
MKD-300 | MDKD-300R | 22026212000006 | 132
MKD-400 | MDKD-400R | 22026212000012 | 144
MKD-450 | MDKD-450R | 22026212000012 | 144
MKD-500 | MDKD-500R | 22026212000027 | 157
T-MBQ4-03B | MDV-MBQ4-03B | 12112900000382 | 33
12126200000215 | 12126200000215 |  | 3
MKA-600R | MDKA-600R | 22026212000028 | 163
MKA-750R | MDKA-750R | 22026212000004 | 168
MKA-850R | MDKA-850R | 22026212000053 | 202
MKA-950R | MDKA-950R | 22026212000023 | 209
MKA-1200R | MDKA-1200R | 22026212000034 | 216
MKA-1500R | MDKA-1500R | 22026212000034 | 216
T-MBQ4-02C | MDV-MBQ4-02C | 12112900000322 | 40
MKC-300R-B | MDKC-300R-B | 22026212000010 | 137
MKC-400R-B | MDKC-400R | 22026212000010 | 142
MKC-V600R-B | MKC-V600R-B | 22026212000071 | 208
MKD-300S | MDKD-300S | 22026212000059 | 152
MKD-400S | MDKD-400S | 22026212000055 | 163
MKD-450S | MDKD-450S | 22026212000055 | 163
MKD-500S | MDKD-500S | 22026212000008 | 176
MDV-MBQ4-03B | MDV-MBQ4-03B | 12112900000382 | 33
MKA-600F | MDKA-600F | 22026212000031 | 198
MKA-750F | MDKA-750F | 22026212000041 | 226
MKA-850F | MDKA-850F | 22026212000009 | 242
MKA-950F | MDKA-950F | 22026212000003 | 252
MKA-1200F | MDKA-1200F | 22026212000037 | 271
MKA-1500F | MDKA-1500F | 22026212000001 | 284
MDV-MBQ4-02C | MDV-MBQ4-02C |  | 40
MDV-MBQ4-03B | MDV-MBQ4-03B |  | 20
MDV-MBQ4-02C | MDV-MBQ4-02C |  | 40
MBQ1-02D | MBQ1-02D | 12112900000376 | 30
MBQ1-01D | MBQ1-01D |  | 60
FCU-3
MKH4-150 | MDKH4-150 |  | 98
MKH4-250 | MDKH4-250 |  | 105
MKH4-300 | MDKH4-300 |  | 113
MKH4-400 | MDKH4-400 |  | 123
MKH4-450 | MDKH4-450 |  | 129
MKH4-500 | MDKH4-500 |  | 137
MKH4-600 | MDKH4-600 |  | 146
MKH4-800 | MDKH4-800 |  | 158
MKH4-900 | MDKH4-900 |  | 167
MKH5-150 | MDKH5-150 |  | 100
MKH5-250 | MDKH5-250 |  | 110
MKH5-300 | MDKH5-300 |  | 116
MKH5-400 | MDKH5-400 |  | 126
MKH5-450 | MDKH5-450 |  | 132
MKH5-500 | MDKH5-500 |  | 140
MKH5-600 | MDKH5-600 |  | 149
MKH5-800 | MDKH5-800 |  | 162
MKH5-900 | MDKH5-900 |  | 170
MKH3-150 | MDKH3-150 | 22026214000018 | 82
MKH3-250 | MDKH3-250 | 22026214000011 | 87
MKH3-300 | MDKH3-300 | 22026214000001 | 98
MKH3-400 | MDKH3-400 | 22026214000017 | 105
MKH3-450 | MDKH3-450 | 22026214000006 | 111
MKH3-500 | MDKH3-500 | 22026214000007 | 120
MKH3-600 | MDKH3-600 | 22026214000016 | 124
MKH3-800 | MDKH3-800 | 22026214000027 | 135
MKH3-900 | MDKH3-900 | 22026214000008 | 142
MKF4-150 | MDKF4-150 |  | 98
MKF4-250 | MDKF4-250 |  | 105
MKF4-300 | MDKF4-300 |  | 113
MKF4-400 | MDKF4-400 |  | 123
MKF4-450 | MDKF4-450 |  | 129
MKF4-500 | MDKF4-500 |  | 137
MKF4-600 | MDKF4-600 |  | 146
MKF4-800 | MDKF4-800 |  | 158
MKF4-900 | MDKF4-900 |  | 167
MKF5-150 | MDKF5-150 |  | 100
MKF5-250 | MDKF5-250 |  | 110
MKF5-300 | MDKF5-300 |  | 116
MKF5-400 | MDKF5-400 |  | 126
MKF5-450 | MDKF5-450 |  | 132
MKF5-500 | MDKF5-500 |  | 140
MKF5-600 | MDKF5-600 |  | 149
MKF5-800 | MDKF5-800 |  | 162
MKF5-900 | MDKF5-900 |  | 170
MKF3-150 | MDKF3-150 |  | 86
MKF3-250 | MDKF3-250 |  | 91
MKF3-300 | MDKF3-300 |  | 102
MKF3-400 | MDKF3-400 |  | 110
MKF3-450 | MDKF3-450 |  | 116
MKF3-500 | MDKF3-500 |  | 125
MKF3-600 | MDKF3-600 |  | 130
MKF3-800 | MDKF3-800 |  | 142
MKF3-900 | MDKF3-900 |  | 148
MKG-250 | MDKG-250 | 22026213000001 | 163
MKG-300 | MDKG-300 | 22026213000002 | 167
MKG-400 | MDKG-400 | 22026213000008 | 173
MKG-500 | MDKG-500 | 22026213000005 | 185
MKG-600 | MDKG-600 | 22026213000006 | 190
MKG-250R3 | MDKG-250R3 | 22026213000009 | 171
MKG-300R3 | MDKG-300R3 | 22026213000010 | 175
MKG-400R3 | MDKG-400R3 | 22026213000007 | 181
MKG-500R3 | MDKG-500R3 | 22026213000004 | 193
MKG-600R3 | MDKG-600R3 | 22026213000003 | 197
MKH2-150-R3 | MDKH2-150-R3 | 22026214000107 | 113
MKH2-250-R3 | MDKH2-250-R3 | 22026214000109 | 120
MKH2-350-R3 | MDKH2-350-R3 | 22026214000110 | 138
MKH2-500-R3 | MDKH2-500-R3 | 22026214000116 | 152
MKH2-700-R3 | MDKH2-700-R3 | 22026214000115 | 163
MKH2-800-R3 | MDKH2-800-R3 | 22026214000117 | 178
MKH2-150-R4 | MDKH2-150-R4 | 22026214000108 | 115
MKH2-250-R4 | MDKH2-250-R4 | 22026214000111 | 125
MKH2-350-R4 | MDKH2-350-R4 | 22026214000112 | 143
MKH2-500-R4 | MDKH2-500-R4 | 22026214000114 | 155
MKH2-700-R4 | MDKH2-700-R4 | 22026214000113 | 172
MKH2-800-R4 | MDKH2-800-R4 | 22026214000118 | 187
12126200000334 | 12126200000334 | 12126200000334 | 6.64
MKH3-150-R3 | MDKH3-150-R3 | 22026214000107 | 93
MKH3-250-R3 | MDKH3-250-R3 | 22026214000109 | 100
MKH3-350-R3 | MDKH3-350-R3 | 22026214000110 | 118
MKH3-500-R3 | MDKH3-500-R3 | 22026214000116 | 130
MKH3-700-R3 | MDKH3-700-R3 | 22026214000115 | 141
MKH3-800-R3 | MDKH3-800-R3 | 22026214000117 | 157
MKH3-150-R4 | MDKH3-150-R4 | 22026214000108 | 95
MKH3-250-R4 | MDKH3-250-R4 | 22026214000111 | 105
MKH3-350-R4 | MDKH3-350-R4 | 22026214000112 | 123
MKH3-500-R4 | MDKH3-500-R4 | 22026214000114 | 134
MKH3-700-R4 | MDKH3-700-R4 | 22026214000113 | 149
MKH3-800-R4 | MDKH3-800-R4 | 22026214000118 | 166
MKH2-V150-R3 | MKH2-V150-R3 | 22026214000069 | 135
MKH2-V250-R3 | MKH2-V250-R3 | 22026214000077 | 148
MKH2-V350-R3 | MKH2-V350-R3 | 22026214000068 | 163
MKH2-V500-R3 | MKH2-V500-R3 | 22026214000075 | 163
MKH2-V700-R3 | MKH2-V700-R3 | 22026214000088 | 185
MKH2-V800-R3 | MKH2-V800-R3 | 22026214000074 | 208
MKH2-V150-R4 | MKH2-V150-R4 | 22026214000073 | 139
MKH2-V250-R4 | MKH2-V250-R4 | 22026214000078 | 154
MKH2-V350-R4 | MKH2-V350-R4 | 22026214000076 | 170
MKH2-V500-R4 | MKH2-V500-R4 | 22026214000070 | 170
MKH2-V700-R4 | MKH2-V700-R4 | 22026214000087 | 194
MKH2-V800-R4 | MKH2-V800-R4 | 22026214000067 | 222
MCCU-03CN1 | MDCCU-03CN1 | 22023016000280 | 147
MCCU-05CN1 | MDCCU-05CN1 | 22023016000280 | 186
MCCU-07CN1 | MDCCU-07CN1 | 22023016000280 | 222
MCCU-10CN1 | MDCCU-10CN1 | 22023016000228 | 350
MCCU-14CN1 | MDCCU-14CN1 | 22023016000227 | 387
MCCU-16CN1 | MDCCU-16CN1 | 22023016000232 | 436
MCCU-22CN1 | MDCCU-22CN1 | 380V, R410a, cooling only, without kit | 1052
MCCU-28CN1 | MDCCU-28CN1 |  | 1071
MCCU-35CN1 | MDCCU-35CN1 |  | 1368
MCCU-45CN1 | MDCCU-45CN1 |  | 1804
MCCU-53CN1 | MDCCU-53CN1 | 380V, R410a, cooling only, without kit | 2380
MCCU-61CN1 | MDCCU-61CN1 |  | 2644
MCCU-70CN1 | MDCCU-70CN1 |  | 2881
MCCU-105CN1 | MDCCU-105CN1 |  | 4250
MCCU-V22CN1 | MDCCU-V22CN1 | 22027020001690 | 1327
MCCU-V28CN1 | MDCCU-V28CN1 | 22027020001689 | 1432
MCCU-V33CN1 | MDCCU-V33CN1 | 22027020001626 | 1545
MCCU-V40CN1 | MDCCU-V40CN1 | 22027020001688 | 1900
MCCU-V45CN1 | MDCCU-V45CN1 | 22027020001625 | 2112
MCCU-V50CN1 | MDCCU-V50CN1 | 22027020001606 | 2455
MCCU-V56CN1 | MDCCU-V56CN1 | 22027020001607 | 2579
MCCU-V61CN1 | MDCCU-V61CN1 | 22027020001608 | 2638
MCCU-V67CN1 | MDCCU-V67CN1 | 22027020001687 | 2947
MCCU-V73CN1 | MDCCU-V73CN1 | 22027020001686 | 3035
MCCU-V78CN1 | MDCCU-V78CN1 | 22027020001685 | 3177
MCCU-V85CN1 | MDCCU-V85CN1 | 22027020001605 | 3367
HP
MHC-V12W/D2RN1 |  | 22025314000033 | 1991
MHC-V14W/D2RN1 |  | 22025314000031 | 2055
MHC-V16W/D2RN1 |  | 22025314000032 | 2122
MHC-V5W/D2N1 |  | 22025314000111 | 1181
MHC-V7W/D2N1 |  | 22025314000112 | 1181
MHC-V9W/D2N1 |  | 22025314000112 | 1181
MHC-V10W/D2N1 |  | 22025314000051 | 1905
MHC-V12W/D2N1 |  | 22025314000052 | 1966
MHC-V14W/D2N1 |  | 22025314000053 | 1997
MHC-V16W/D2N1 |  | 22025314000054 | 2030
BH30A |  | 22013200000001 | 185
MHA-V4W/D2N1 |  | 22025314000272 | 546
MHA-V6W/D2N1 |  | 22025314000271 | 555
MHA-V8W/D2N1 |  | 22025314000091 | 616
MHA-V10W/D2N1 |  | 22025314000073 | 993
MHA-V12W/D2N1 |  | 22025314000074 | 1073
MHA-V14W/D2N1 |  | 22025314000072 | 1122
MHA-V16W/D2N1 |  | 22025314000071 | 1142
MHA-V12W/D2RN1 |  | 22025314000171 | 1191
MHA-V14W/D2RN1 |  | 22025314000172 | 1211
MHA-V16W/D2RN1 |  | 22025314000173 | 1231
SMK-80/CD30GN1-B |  | 22010600000070 | 817
SMK-160/CD30GN1-B |  | 22010600000050 | 891
SMK-160/CSD45GN1-B |  | 22025314000233 | 922
MHC-V12W/D2RN8 |  | 22025314000299 | 2091
MHC-V14W/D2RN8 | MDHWC-V14W/D2RN8 | 22025314000298 | 2140
MHC-V16W/D2RN8 |  | 22025314000297 | 2209
MHC-V5W/D2N8 |  | 22025314000294 | 1215
MHC-V7W/D2N8 |  | 22025314000295 | 1268
MHC-V9W/D2N8 |  | 22025314000296 | 1309
MHC-V12W/D2N8 |  | 22025314000292 | 2043
MHC-V14W/D2N8 |  | 22025314000291 | 2100
MHC-V16W/D2N8 |  | 22025314000293 | 2187
MHA-V4W/D2N8 |  | 22025314000334 | 559
MHA-V6W/D2N8 |  | 22025314000335 | 587
MHA-V8W/D2N8 |  | 22025314000332 | 628
MHA-V10W/D2N8 |  | 22025314000331 | 667
SMK-60/CGN8 |  | 22025314000351 | 751
SMK-80/CGN8 |  | 22025314000333 | 775
RSJ-120/ZN1-540V1 | RSJ-120/ZN1-540V1 | 22025310000369 | 1431
RSJ-200/SZN1-540V1 | RSJ-200/SZN1-540V1 | 22025313000087 | 1768
RSJ-420/SZN1-H | RSJ-420/SZN1-H | 22025313000006 | 3054
RSJ-800/SZN1-H | RSJ-800/SZN1-H | 22025310000017 | 6223
LRSJ-60/NYN1 | LRSJ-60/NYN1 | 22025320000003 | 611
LRSJ-80/NYN1-A1 | LRSJ-80/NYN1-A1 | 22025320000004 | 636
LRSJ-120/NYN1-A1 | LRSJ-120/NYN1-A1 | 22025320000002 | 752
LRSJ-140/NYN1-A1 | LRSJ-140/NYN1-A1 | 22025320000001 | 785
AHU
MKS02D4Y/C-H |  | 22026112W00382 | 510
MKS02D4Z/C-H |  | 22026112W00383 | 510
MKS02D6Y/C-H |  | 22026112000749 | 562
MKS02D6Z/C-H |  | 22026112W00381 | 562
MKS03D4Y/C-H |  | 22026112W00390 | 595
MKS03D4Z/C-H |  | 22026112W00393 | 595
MKS03D6Y/C-H |  | 22026112000750 | 647
MKS03D6Z/C-H |  | 22026112W00392 | 647
MKS04D4Y/C-H |  | 22026112W00387 | 734
MKS04D4Z/C-H |  | 22026112W00388 | 734
MKS04D6Y/C-H |  | 22026112000751 | 807
MKS04D6Z/C-H |  | 22026112W00389 | 807
MKS05D4Y/C-H |  | 22026112W00385 | 799
MKS05D4Z/C-H |  | 22026112W00384 | 799
MKS05D6Y/C-H |  | 22026112000752 | 880
MKS05D6Z/C-H |  | 22026112W00386 | 880
MKS06D4Y/C-H |  | 22026112W00394 | 877
MKS06D4Z/C-H |  | 22026112W00391 | 877
MKS06D6Y/C-H |  | 22026112000753 | 1015
MKS06D6Z/C-H |  | 22026112W00395 | 1015
MKS07D4Y/C-H |  | 22026112W00399 | 953
MKS07D4Z/C-H |  | 22026112W00397 | 953
MKS07D6Y/C-H |  | 22026112000754 | 1113
MKS07D6Z/C-H |  | 22026112W00396 | 1113
MKS08D4Y/C-H |  | 22026112W00407 | 1008
MKS08D4Z/C-H |  | 22026112W00401 | 1008
MKS08D6Y/C-H |  | 22026112000756 | 1160
MKS08D6Z/C-H |  | 22026112W00398 | 1160
MKS09D4Y/C-H |  | 22026112W00405 | 1131
MKS09D4Z/C-H |  | 22026112W00403 | 1131
MKS09D6Y/C-H |  | 22026112000755 | 1279
MKS09D6Z/C-H |  | 22026112W00400 | 1279
MKS10D4Y/C-H |  | 22026112W00402 | 1250
MKS10D4Z/C-H |  | 22026112W00408 | 1250
MKS10D6Y/C-H |  | 22026112000759 | 1407
MKS10D6Z/C-H |  | 22026112W00404 | 1407
MKS12D4Y/C-H |  | 22026112W00409 | 1355
MKS12D4Z/C-H |  | 22026112W00406 | 1355
MKS12D6Y/C-H |  | 22026112000757 | 1555
MKS12D6Z/C-H |  | 22026112W00411 | 1555
MKS15D4Y/C-H |  | 22026112W00412 | 1618
MKS15D4Z/C-H |  | 22026112W00413 | 1618
MKS15D6Y/C-H |  | 22026112000758 | 1901
MKS15D6Z/C-H |  | 22026112W00410 | 1901
AHUKZ-V00C | AHUKZ-V00C |  | 110
AHUKZ-V01C | AHUKZ-V01C |  | 120
AHUKZ-V02C | AHUKZ-V02C |  | 140
AHUKZ-V03C | AHUKZ-V03C |  | 150
MKH2-150-R3 | MDKH2-150-R3 | 22026214000107 | 113
MKH2-250-R3 | MDKH2-250-R3 | 22026214000109 | 120
MKH2-350-R3 | MDKH2-350-R3 | 22026214000110 | 138
MKH2-500-R3 | MDKH2-500-R3 | 22026214000116 | 152
MKH2-700-R3 | MDKH2-700-R3 | 22026214000115 | 163
MKH2-800-R3 | MDKH2-800-R3 | 22026214000117 | 178
MKH2-150-R4 | MDKH2-150-R4 | 22026214000108 | 115
MKH2-250-R4 | MDKH2-250-R4 | 22026214000111 | 125
MKH2-350-R4 | MDKH2-350-R4 | 22026214000112 | 143
MKH2-500-R4 | MDKH2-500-R4 | 22026214000114 | 155
MKH2-700-R4 | MDKH2-700-R4 | 22026214000113 | 172
MKH2-800-R4 | MDKH2-800-R4 | 22026214000118 | 187
MKH3-150-R3 |  | 借22026214000107定制 | 92.0201
MKH3-250-R3 |  | 借22026214000109定制 | 106.7541
MKH3-350-R3 |  | 借22026214000110定制 | 119
MKH3-500-R3 |  | 借22026214000116定制 | 131
MKH3-700-R3 |  | 借22026214000115定制 | 141.7447
MKH3-800-R3 |  | 借22026214000117定制 | 168.7247
MKH3-150-R4 |  | 借22026214000108定制 | 97.0127
MKH3-250-R4 |  | 借22026214000111定制 | 113.3897
MKH3-350-R4 |  | 借22026214000112定制 | 129.2776
MKH3-500-R4 |  | 借22026214000114定制 | 142
MKH3-700-R4 |  | 借22026214000113定制 | 153.8711
MKH3-800-R4 |  | 借22026214000118定制 | 183.5117
MKH2-V150-R3 |  | 22026214000069 | 135
MKH2-V250-R3 |  | 22026214000077 | 148
MKH2-V350-R3 |  | 22026214000068 | 163
MKH2-V500-R3 |  | 22026214000075 | 171
MKH2-V700-R3 |  | 22026214000088 | 185
MKH2-V800-R3 |  | 22026214000074 | 208
MKH2-V150-R4 |  | 22026214000073 | 139
MKH2-V250-R4 |  | 22026214000078 | 154
MKH2-V350-R4 |  | 22026214000076 | 170
MKH2-V500-R4 |  | 22026214000070 | 182
MKH2-V700-R4 |  | 22026214000087 | 194
MKH2-V800-R4 |  | 22026214000067 | 222
MKH3-V150-R3 |  | 借22026214000069定制 | 124.8347
MKH3-V250-R3 |  | 借22026214000077定制 | 137.4956
MKH3-V350-R3 |  | 借22026214000068定制 | 151.6042
MKH3-V500-R3 |  | 借22026214000075定制 | 162
MKH3-V700-R3 |  | 借22026214000088定制 | 174.3776
MKH3-V800-R3 |  | 借22026214000074定制 | 200.8064
MKH3-V150-R4 |  | 借22026214000073定制 | 129.7834
MKH3-V250-R4 |  | 借22026214000078定制 | 144.1418
MKH3-V350-R4 |  | 借22026214000076定制 | 158.9182
MKH3-V500-R4 |  | 借22026214000070定制 | 174
MKH3-V700-R4 |  | 借22026214000087定制 | 186.6736
MKH3-V800-R4 |  | 借22026214000067定制 | 215.4238
MKH2-V150F-R4 |  |  | new product, no price yet
MKH2-V250F-R4 |  |  | new product, no price yet
MKH2-V350F-R4 |  |  | new product, no price yet
MKH2-V500F-R4 |  |  | new product, no price yet
MKH2-V700F-R4 |  |  | new product, no price yet
MKH2-V800F-R4 |  |  | new product, no price yet
MKH2-150F-R4 |  |  | new product, no price yet
MKH2-250F-R4 |  |  | new product, no price yet
MKH2-350F-R4 |  |  | new product, no price yet
MKH2-500F-R4 |  |  | new product, no price yet
MKH2-700F-R4 |  |  | new product, no price yet
MKH2-800F-R4 |  |  | new product, no price yet
Note on B433: Packing size(LxHxW): 1070X1900X1030mm
Note on B434: Packing size(LxHxW): 2090x1890x1030mm
Note on B435: Packing size(LxHxW): 2090x1890x1030mm
Note on B436: Packing size(LxHxW): 2250x2200x1180mm

## V8
0.38
Series | Power Supply | Midea Model | Factory code | Description | Capacity Kw | Прайс Лист (розница) | Цена со скидкой 62% | комплект цена
V8 Master | 380-415V ~ 3N ~ 50/60Hz | MV8-252WV2GN1(MA) | 22027020002389 | 1.Chassis electrical heater 2.Automatic refrigerant charging 3.Bluetooth module (with black box) 4.single outdoor unit ratio 200% 5. V8 system can connect 30% indoor units 6. Auto dust-clean function 7. Humidity control (in IDU) | 25.2 | 16697 | 6345
|  | MV8-280WV2GN1(MA) | 22027020002392 |  | 28 | 17205 | 6538
|  | MV8-335WV2GN1(MA) | 22027020002305 |  | 33.5 | 19112 | 7263
|  | MV8-400WV2GN1(MA) | 22027020002397 |  | 40 | 22349 | 8493
|  | MV8-450WV2GN1(MA) | 22027020002391 |  | 45 | 23326 | 8864
|  | MV8-500WV2GN1(MA) | 22027020002265 |  | 50 | 27951 | 10622
|  | MV8-560WV2GN1(MA) | 22027020002347 |  | 56 | 28670 | 10895
|  | MV8-615WV2GN1(MA) | 22027020002346 |  | 61.5 | 30606 | 11631
|  | MV8-670WV2GN1(MA) | 22027020002345 |  | 67 | 34426 | 13082
|  | MV8-730WV2GN1(MA) | 22027020002365 |  | 73 | 36025 | 13690
|  | MV8-785WV2GN1(MA) | 22027020002286 |  | 78.5 | 37698 | 14326
|  | MV8-850WV2GN1(MA) | 22027020002285 |  | 85 | 40661 | 15452
|  | MV8-900WV2GN1(MA) | 22027020002393 |  | 90 | 40981 | 15573
|  | MV8-950WV2GN1(MA) | 22027020002390 |  | 95 | 42397 | 16111
|  | MV8-1010WV2GN1(MA) | 22027020002386 |  | 101 | 42900 | 16302
|  | MV8-1060WV2GN1(MA) | 22027020002425 |  | 106 | 46269 | 17583
|  | MV8-1120WV2GN1(MA) | 22027020002325 |  | 112 | 47325 | 17984
V8i Master | 380-415V ~ 3N ~ 50/60Hz | MV8i-252WV2GN1(MA) | 22027020002647 | 1.Chassis electrical heater 2.Automatic refrigerant charging 3.Bluetooth module (with black box) 4.single outdoor unit ratio 200% 5. V8 system can connect 30% indoor units 6. Auto dust-clean function 7. Humidity control (in IDU) | 25.2 | 13739 | 5221
|  | MV8i-280WV2GN1(MA) | 22027020002633 |  | 28 | 13996 | 5319
|  | MV8i-335WV2GN1(MA) | 22027020002646 |  | 33.5 | 16074 | 6109
|  | MV8i-400WV2GN1(MA) | 22027020002637 |  | 40 | 18798 | 7144
|  | MV8i-450WV2GN1(MA) | 22027020002623 |  | 45 | 19095 | 7257
|  | MV8i-500WV2GN1(MA) | 22027020002645 |  | 50 | 21270 | 8083
|  | MV8i-560WV2GN1(MA) | 22027020002629 |  | 56 | 22538 | 8565
|  | MV8i-615WV2GN1(MA) | 22027020002630 |  | 61.5 | 24565 | 9335
|  | MV8i-670WV2GN1(MA) | 22027020002627 |  | 67 | 26906 | 10225
|  | MV8i-730WV2GN1(MA) | 22027020002608 |  | 73 | 33781 | 12837
|  | MV8i-785WV2GN1(MA) | 22027020002609 |  | 78.5 | 34055 | 12941
|  | MV8i-850WV2GN1(MA) | 22027020002619 |  | 85 | 35163 | 13362
|  | MV8i-900WV2GN1(MA) | 22027020002618 |  | 90 | 37407 | 14215
|  | MV8i-950WV2GN1(MA) | 22027020002626 |  | 95 | 38012 | 14445
|  | MV8i-1010WV2GN1(MA) | 22027020002611 |  | 101 | 39714 | 15092
|  | MV8i-1060WV2GN1(MA) | 22027020002616 |  | 106 | 41347 | 15712
|  | MV8i-1120WV2GN1(MA) | 22027020002625 |  | 112 | 42574 | 16179
|  | MV8i-1170WV2GN1(MA) | 22027020002614 |  | 117 | 43105 | 16380
VC MAX | 380-415V ~ 3N ~ 50/60Hz | MVC-M224WV2GN1 | 22027020003247 | 1.Automatic refrigerant charging 2.Bluetooth module (with black box) 3.single outdoor unit ratio 200% 4. V8 system can connect 30% indoor units 5. Auto dust-clean function 6. Humidity control (in IDU) | 22.4 | 7823 | 2973
|  | MVC-M280WV2GN1 | 22027020003245 |  | 28 | 8394 | 3190
|  | MVC-M335WV2GN1 | 22027020003225 |  | 33.5 | 8674 | 3297
|  | MVC-M400WV2GN1 | 22027020003246 |  | 40 | 11398 | 4332
|  | MVC-M450WV2GN1 | 22027020003165 |  | 45 | 11438 | 4347
|  | MVC-M500WV2GN1 | 22027020003188 |  | 50 | 15058 | 5723
|  | MVC-M560WV2GN1 | 22027020003205 |  | 56 | 15086 | 5733
|  | MVC-M615WV2GN1 | 22027020003189 |  | 61.5 | 16731 | 6358
|  | MVC-M670WV2GN1 | 22027020003190 |  | 67 | 18267 | 6942
|  | MVC-M730WV2GN1 | 22027020003185 |  | 73 | 18472 | 7020
|  | MVC-M785WV2GN1 | 22027020003187 |  | 78.5 | 19135 | 7272
|  | MVC-M850WV2GN1 | 22027020003186 |  | 85 | 20277 | 7706
V8S | 380-415V ~ 3N ~ 50/60Hz | MV8S-252WV2GN1 | 22027020002412 | 1.Automatic refrigerant charging 2.Bluetooth module (with black box) 3.single outdoor unit ratio 200% 4. V8 system can connect 30% indoor units 5. Auto dust-clean function | 25.2 | 14438 | 5487
|  | MV8S-280WV2GN1 | 22027020002413 |  | 28 | 15355 | 5835
|  | MV8S-335WV2GN1 | 22027020002410 |  | 33.5 | 16998 | 6460
|  | MV8S-400WV2GN1 | 22027020002407 |  | 40 | 18582 | 7062
|  | MV8S-450WV2GN1 | 22027020002408 |  | 45 | 20082 | 7632
|  | MV8S-500WV2GN1 | 22027020002411 |  | 50 | 21831 | 8296
|  | MV8S-560WV2GN1 | 22027020002406 |  | 56 | 24513 | 9315
|  | MV8S-615WV2GN1 | 22027020002405 |  | 61.5 | 26045 | 9898
|  | MV8S-670WV2GN1 | 22027020002409 |  | 67 | 28446 | 10810
Easyfit | 380-415V ~ 3N ~ 50/60Hz | MVi-252WV2GN1(B) | 22027020002998 | 1.Auto dust-clean function 2.Automatic refrigerant charging 3.Bluetooth module (with black box) 4.Wide combination ratio 30%-200% | 25.2 | 12265 | 4661
|  | MVi-280WV2GN1(B) | 22027020003000 |  | 28 | 12556 | 4772
|  | MVi-335WV2GN1(B) | 22027020002999 |  | 33.5 | 14348 | 5453
|  | MVi-400WV2GN1(A) | 22027020002588 |  | 40 | 16632 | 6321
|  | MVi-450WV2GN1(A) | 22027020002589 |  | 45 | 17464 | 6637
|  | MVi-500WV2GN1(A) | 22027020002587 |  | 50 | 18985 | 7215
|  | MVi-560WV2GN1(A) | 22027020002585 |  | 56 | 20421 | 7760
|  | MVi-615WV2GN1(A) | 22027020002586 |  | 61.5 | 21927 | 8333
|  | MVi-670WV2GN1(A) | 22027020002590 |  | 67 | 24015 | 9126
R410a V8 Mini | 380-415V 3N~ 50Hz | MV8M-120WV2GN1 | 22027020002868 | 1.Chassis electrical heater 2.Bluetooth module 3.combination ratio 50%-130% (with V6 IDU) 4. combination ratio 50% -160% (with V8 IDU) | 12 | 6759 | 2569
|  | MV8M-140WV2GN1 | 22027020002866 |  | 14 | 7373 | 2802
|  | MV8M-160WV2GN1 | 22027020002667 |  | 16 | 8297 | 3153
|  | MV8M-170WV2GN1 | 22027020002667 |  | 17 | 8495 | 3229
| 220-240V ~ 50Hz | MV8M-80WV2HN1 | 22027020002867 |  | 8 | 4024 | 1530
|  | MV8M-100WV2HN1 | 22027020002666 |  | 10 | 4685 | 1781
|  | MV8M-120WV2HN1 | 22027020002869 |  | 12 | 5629 | 2140
|  | MV8M-140WV2HN1 | 22027020002865 |  | 14 | 6142 | 2334
|  | MV8M-160WV2HN1 | 22027020002665 |  | 16 | 6915 | 2628
|  | MV8M-170WV2HN1 | 22027020002665 |  | 18 | 7532 | 2863
R32 V8 Mini | 380-415V 3N~ 50Hz | MV8M-120WV2RN8 | 22027020002530 | 1.Chassis electrical heater 2.Bluetooth module 3. combination ratio 50%-160% (with V8 IDU) | 12 | 6693 | 2544
|  | MV8M-140WV2RN8 | 22027020002529 |  | 14 | 7304 | 2776
|  | MV8M-160WV2RN8 | 22027020002526 |  | 16 | 8217 | 3123
|  | MV8M-180WV2RN8 | 22027020002245 |  | 18 | 8737 | 3321
| 220-240V ~ 50Hz | MV8M-80WV2N8 | 22027020002527 |  | 8 | 4346 | 1652
|  | MV8M-100WV2N8 | 22027020002246 |  | 10 | 4460 | 1695
|  | MV8M-120WV2N8 | 22027020002528 |  | 12 | 5522 | 2099
|  | MV8M-140WV2N8 | 22027020002531 |  | 14 | 5973 | 2270
|  | MV8M-160WV2N8 | 22027020002525 |  | 16 | 6413 | 2437
|  | MV8M-180WV2N8 | 22027020002225 |  | 18 | 6710 | 2550
Compact Four-way cassette | 220-240V ~ 50/60Hz | MIH15Q4CHN18 | 22026012000977 | 1.Indoor temperature detection control 2.Humidity control 3. Independent power supply 4. Long-distance on/off function 5. Long-distance alarm function 6. X1X2, PQE, D1D2, M1M2 7. Build-in drain pump 8. Water level switch 9. Including remote controller RM12F1 10. Full package box | 1.5 | 988 | 376
|  | MIH22Q4CHN18 | 22026012000995 |  | 2.2 | 1091 | 415
|  | MIH28Q4CHN18 | 22026012000994 |  | 2, 8 | 1108 | 422
|  | MIH36Q4CHN18 | 22026012000996 |  | 3.6 | 1188 | 452
|  | MIH45Q4CHN18 | 22026012000980 |  | 4.5 | 1302 | 495
|  | MIH56Q4CHN18 | 22026012000998 |  | 5.6 | 1359 | 517
|  | MIH63Q4CHN18 | 22026012000979 |  | 6.3 | 1417 | 539
|  | T-MBQ4-03F | 22012900003270 | Panel for V8 DC Q4-C，without Human Detect Sensor，with Individual louver control |  | 229 | 88
|  | T-MBQ4C-8PC(HS) | 22012900003270 | Panel for V8 DC Q4-C，with Human Detect Sensor，with Individual louver control |  | 280 | 107
Four-way cassette | 220-240V ~ 50/60Hz | MIH28Q4HN18 | 22026012001122 | 1.Indoor temperature detection control 2.Humidity control 3. Independent power supply 4. Long-distance on/off function 5. Long-distance alarm function 6. X1X2, PQE, D1D2, M1M2 7.Build-in drain pump 8. Water level switch 9. Including remote controller RM12F1 10. full package box | 2.8 | 1194 | 454 | 585
|  | MIH36Q4HN18 | 22026012001130 |  | 3.6 | 1217 | 463 | 594
|  | MIH45Q4HN18 | 22026012001124 |  | 4.5 | 1382 | 526 | 657
|  | MIH56Q4HN18 | 22026012001115 |  | 5.6 | 1439 | 547 | 678
|  | MIH71Q4HN18 | 22026012001132 |  | 7.1 | 1873 | 712 | 843
|  | MIH80Q4HN18 | 22026012001129 |  | 8 | 1930 | 734 | 865
|  | MIH90Q4HN18 | 22026012001123 |  | 9 | 1970 | 749 | 880
|  | MIH100Q4HN18 | 22026012001128 |  | 10 | 2125 | 808 | 939
|  | MIH112Q4HN18 | 22026012001133 |  | 11.2 | 2507 | 953 | 1084
|  | MIH140Q4HN18 | 22026012001121 |  | 14 | 2610 | 992 | 1123
|  | MIH160Q4HN18 | 22026012001277 |  | 16 | 2639 | 1003 | 1188
|  | MIH180Q4HN18 | 22026012001275 |  | 18 | 2718 | 1033 | 1218
|  | T-MBQ4-01F | 22012900003290 | Panel for V8 DC Q4 2.8~14KW，without Human Detect Sensor，with Individual louver control | / | 343 | 131
|  | T-MBQ4-8PC(HS) | 22012900003290 | Panel for V8 DC Q4 2.8~14KW，with Human Detect Sensor，with Individual louver control | / | 412 | 157
|  | T-MBQ4-02E1 | 22012900003350 | Panel for V8 DC Q4 16~18KW，without Human Detect Sensor，with Individual louver control | / | 486 | 185
ARC Duct | 220-240V ~ 50/60Hz | MIH15T3HN18 | 22026011001494 | 1.Indoor temperature detection control 2.Humidity control 3.Independent power supply 4. Long-distance on/off function 5. Long-distance alarm function 6. X1X2, PQE, D1D2, M1M2 7. High-lift drain pump 8. Water level switch 9. Including wired controller WDC3-86S 10. full package box | 1.5 | 1034 | 393
|  | MIH22T3HN18 | 22026011001492 |  | 2.2 | 1103 | 420
|  | MIH28T3HN18 | 22026011001491 |  | 2.8 | 1148 | 437
|  | MIH36T3HN18 | 22026011001495 |  | 3.6 | 1165 | 443
|  | MIH45T3HN18 | 22026011001496 |  | 4.5 | 1371 | 521
|  | MIH56T3HN18 | 22026011001478 |  | 5.6 | 1462 | 556
|  | MIH71T3HN18 | 22026011001490 |  | 7.1 | 1554 | 591
|  | MIH80T3HN18 | 22026011001497 |  | 8 | 1531 | 582
|  | MIH90T3HN18 | 22026011001485 |  | 9 | 1645 | 626
|  | MIH112T3HN18 | 22026011001493 |  | 11.2 | 1805 | 686
Medium Static Pressure Duct | 220-240V ~ 50/60Hz | MIH15T2HN18 | 22026011001510 | 1.Indoor temperature detection control 2.Humidity control 3. Independent power supply 4. Long-distance on/off function 5. Long-distance alarm function 6. X1X2, PQE, D1D2, M1M2 7. High-lift drain pump 8. Water level switch 9. Including wired controller WDC3-86S 10. full package box | 1.5 | 1091 | 415
|  | MIH22T2HN18 | 22026011001505 |  | 2.2 | 1148 | 437
|  | MIH28T2HN18 | 22026011001515 |  | 2.8 | 1194 | 454
|  | MIH36T2HN18 | 22026011001498 |  | 3.6 | 1211 | 461
|  | MIH45T2HN18 | 22026011001503 |  | 4.5 | 1428 | 543
|  | MIH56T2HN18 | 22026011001513 |  | 5.6 | 1519 | 578
|  | MIH71T2HN18 | 22026011001518 |  | 7.1 | 1616 | 615
|  | MIH80T2HN18 | 22026011001516 |  | 8 | 1594 | 606
|  | MIH90T2HN18 | 22026011001499 |  | 9 | 1713 | 651
|  | MIH112T2HN18 | 22026011001500 |  | 11.2 | 1879 | 715
|  | MIH125T2HN18 | 22026011001511 |  | 12.5 | 1896 | 721
|  | MIH140T2HN18 | 22026011001511 |  | 14 | 1936 | 736
|  | MIH160T2HN18 | 22026011001511 |  | 16 | 2068 | 786
Small Airflow Rate Fresh Air Processing Unit |  | MIH90FASHN18 | 22026021000225 | 1.Indoor temperature detection control 3. Independent power supply 4. Long-distance on/off function 5. Long-distance alarm function 6. X1X2, PQE, D1D2, M1M2 7. High-lift drain pump 8. Water level switch 9. Including wired controller WDC3-86S 10. full package box |  | 2213 | 841
|  | MIH140FASHN18 | 22026021000224 |  |  | 2296 | 873
|  | MIH160FASHN18 | 22026021000226 |  |  | 2473 | 940
|  | MIH224FASHN18 | 22026021000223 |  |  | 3163 | 1202
|  | MIH280FASHN18 | 22026021000245 |  |  | 3411 | 1297
Fresh Air Processing Unit |  | MIH200FAHN18 | 22026021000206 | 1.Indoor temperature detection control 3. Independent power supply 4. Long-distance on/off function 5. Long-distance alarm function 6. X1X2, PQE, D1D2, M1M2 7. High-lift drain pump 8. Water level switch 9. Including wired controller WDC3-86S 10. full package box |  | 5676 | 2157
|  | MIH224FAHN18 | 22026021000207 |  |  | 5777 | 2196
|  | MIH252FAHN18 | 22026021000210 |  |  | 5859 | 2227
|  | MIH280FAHN18 | 22026021000205 |  |  | 5918 | 2249
|  | MIH335FAHN18 | 22026021000203 |  |  | 6007 | 2283
|  | MIH400FAHN18 | 22026021000204 |  |  | 7316 | 2781
|  | MIH450FAHN18 | 22026021000208 |  |  | 7641 | 2904
|  | MIH560FAHN18 | 22026021000209 |  |  | 8502 | 3231
Wall-mounted unit | 220-240V ~ 50/60Hz | MIH15GHN18 | 22026010000509 | 1. Independent power supply 2. Horizontal swing 3. Drain Pump + Water level switch 4. Long-distance on/off function 5. Long-distance alarm function 6. X1X2, PQE, D1D2, M1M2 7. Panel Midea 8. Humidity control 9. Indoor temperature detection control 10. Including remote controller RM12F1 11. full package box | 1.5 | 908 | 346
|  | MIH22GHN18 | 22026010000505 |  | 2.2 | 965 | 367
|  | MIH28GHN18 | 22026010000510 |  | 2.8 | 1017 | 387
|  | MIH36GHN18 | 22026010000503 |  | 3.6 | 1131 | 430
|  | MIH45GHN18 | 22026010000499 |  | 4.5 | 1280 | 487
|  | MIH56GHN18 | 22026010000502 |  | 5.6 | 1308 | 498
|  | MIH71GHN18 | 22026010000601 |  | 7.1 | 1411 | 537
|  | MIH80GHN18 | 22026010000602 |  | 8 | 1439 | 547
Wall-mounted unit BLACK | 220-240V ~ 50/60Hz | MIH15GHN18-B | 22026010000509 | 1. Independent power supply 2. Horizontal swing 3. Drain Pump + Water level switch 4. Long-distance on/off function 5. Long-distance alarm function 6. X1X2, PQE, D1D2, M1M2 7. Panel Midea (black appearance) 8. Humidity control 9. Indoor temperature detection control 10. Including remote controller RM12F1 11. full package box | 1.5 | 1040 | 396
|  | MIH22GHN18-B | 22026010000505 |  | 2.2 | 1200 | 456
|  | MIH28GHN18-B | 22026010000510 |  | 2.8 | 1245 | 474
|  | MIH36GHN18-B | 22026010000503 |  | 3.6 | 1337 | 509
|  | MIH45GHN18-B | 22026010000499 |  | 4.5 | 1485 | 565
|  | MIH56GHN18-B | 22026010000502 |  | 5.6 | 1525 | 580
|  | MIH71GHN18-B | 22026010000601 |  | 7 | 1696 | 645
|  | MIH80GHN18-B | 22026010000602 |  | 8 | 1725 | 656
Two-Way Cassette | 220-240V ~ 50/60Hz | MIH22Q2HN18 | 22026012001196 | 1.Indoor temperature detection control 3. Independent power supply 4. Long-distance on/off function 5. Long-distance alarm function 6. X1X2, PQE, D1D2, M1M2 7.Build-in drain pump 8. Water level switch 9. Including remote controller RM12F1 10. full package box | 2.2 | 1417 | 539
|  | MIH28Q2HN18 | 22026012001216 |  | 2.8 | 1519 | 578
|  | MIH36Q2HN18 | 22026012001218 |  | 3.6 | 1605 | 610
|  | MIH45Q2HN18 | 22026012001214 |  | 4.5 | 1645 | 626
|  | MIH56Q2HN18 | 22026012001194 |  | 5.6 | 1696 | 645
|  | MIH71Q2HN18 | 22026012001198 |  | 7.1 | 1765 | 671
|  | T-MBQ2-01A | 22012900003432 | Panel for two way cassette | / | 526 | 200
One-Way Cassette | 220-240V ~ 50/60Hz | MIH18Q1HN18 | 22026012001237 | 1.Indoor temperature detection control 3. Independent power supply 4. Long-distance on/off function 5. Long-distance alarm function 6. X1X2, PQE, D1D2, M1M2 7.Build-in drain pump 8. Water level switch 9. Including remote controller RM12F1 10. full package box | 1.8 | 1091 | 415
|  | MIH22Q1HN18 | 22026012001234 |  | 2.2 | 1194 | 454
|  | MIH28Q1HN18 | 22026012001254 |  | 2.8 | 1314 | 500
|  | MIH36Q1HN18 | 22026012001240 |  | 3.6 | 1337 | 509
|  | MIH45Q1HN18 | 22026012001236 |  | 4.5 | 1348 | 513
|  | MIH56Q1HN18 | 22026012001241 |  | 5.6 | 1451 | 552
|  | MIH71Q1HN18 | 22026012001238 |  | 7.1 | 1542 | 586
|  | T-MBQ1-02E | 22012900003431 | Panel for one way cassette 1.8-3.6kw | / | 189 | 72
|  | T-MBQ1-01E | 22012900003430 | Panel for one way cassette 4.5-7.1kw | / | 332 | 127
New One-Way Cassette | 220-240V ~ 50/60Hz | MIH18Q1HN18(A) | 22026012001376 | 1.Indoor temperature detection control 3. Independent power supply 4. Long-distance on/off function 5. Long-distance alarm function 6. X1X2, PQE, D1D2, M1M2 7.Build-in drain pump 8. Water level switch 9. Including remote controller RM12F1 10. full package box | 1.8 | 1074 | 409 | 481
|  | MIH22Q1HN18(A) | 22026012001356 |  | 2.2 | 1171 | 445 | 517
|  | MIH28Q1HN18(A) | 22026012001375 |  | 2.8 | 1257 | 478 | 557
|  | MIH36Q1HN18(A) | 22026012001354 |  | 3.6 | 1308 | 498 | 577
|  | MIH45Q1HN18(A) | 22026012001377 |  | 4.5 | 1348 | 513 | 626
|  | MIH56Q1HN18(A) | 22026012001374 |  | 5.6 | 1422 | 541 | 654
|  | MIH71Q1HN18(A) | 22026012001355 |  | 7.1 | 1514 | 576 | 689
|  | T-MBQ1-01G | 22013900000021 | Panel for 1.8/2.2 model | / | 189 | 72
|  | T-MBQ1-02G | 22013900000023 | Panel for 2.8/3.6 model | / | 206 | 79
|  | T-MBQ1-03G | 22013900000022 | Panel for 4.5/5.6/7.1 model | / | 297 | 113
Floor Standing (concealed) | 220-240V ~ 50/60Hz | MIH22F3HN18 | 22026014000292 | 1.Indoor temperature detection control 2.Humidity control 3. Independent power supply 4. Long-distance on/off function 5. Long-distance alarm function 6. X1X2, PQE, D1D2, M1M2 9. Including remote controller WDC3-86S 10. full package box | 2.2 | 1399 | 532
|  | MIH28F3HN18 | 22026014000291 |  | 2.8 | 1434 | 545
|  | MIH36F3HN18 | 22026014000287 |  | 3.6 | 1576 | 599
|  | MIH45F3HN18 | 22026014000294 |  | 4.5 | 1668 | 634
|  | MIH56F3HN18 | 22026014000296 |  | 5.6 | 1805 | 686
|  | MIH71F3HN18 | 22026014000290 |  | 7.1 | 1862 | 708
|  | MIH80F3HN18 | 22026014000290 customize |  | 8 | 1942 | 738
Floor Standing (front air intake) | 220-240V ~ 50/60Hz | MIH22F4HN18 | 22026014000295 customize | 1.Indoor temperature detection control 2.Humidity control 3. Independent power supply 4. Long-distance on/off function 5. Long-distance alarm function 6. X1X2, PQE, D1D2, M1M2 9. Including remote controller WDC3-86S 10. full package box | 2.2 | 1508 | 574
|  | MIH28F4HN18 | 22026014000289 customize |  | 2.8 | 1559 | 593
|  | MIH36F4HN18 | 22026014000288 customize |  | 3.6 | 1696 | 645
|  | MIH45F4HN18 | 22026014000293 customize |  | 4.5 | 1805 | 686
|  | MIH56F4HN18 | 22026014000285 customize |  | 5.6 | 1936 | 736
|  | MIH71F4HN18 | 22026014000286 customize |  | 7.1 | 1999 | 760
|  | MIH80F4HN18 | 22026014000286 customize |  | 8 | 2102 | 799
Floor Standing (bottom air intake) | 220-240V ~ 50/60Hz | MIH22F5HN18 | 22026014000295 | 1.Indoor temperature detection control 2.Humidity control 3. Independent power supply 4. Long-distance on/off function 5. Long-distance alarm function 6. X1X2, PQE, D1D2, M1M2 9. Including remote controller WDC3-86S 10. full package box | 2.2 | 1508 | 574
|  | MIH28F5HN18 | 22026014000289 |  | 2.8 | 1559 | 593
|  | MIH36F5HN18 | 22026014000288 |  | 3.6 | 1696 | 645
|  | MIH45F5HN18 | 22026014000293 |  | 4.5 | 1805 | 686
|  | MIH56F5HN18 | 22026014000285 |  | 5.6 | 1936 | 736
|  | MIH71F5HN18 | 22026014000286 |  | 7.1 | 1999 | 760
|  | MIH80F5HN18 | 22026014000286 customize |  | 8 | 2102 | 799
High static pressure duct | 220-240V ~ 50/60Hz | MIH56T1HN18 | 22026011001660 | 1.Indoor temperature detection control 2.Humidity control 3. Independent power supply 4. Long-distance on/off function 5. Long-distance alarm function 6. X1X2, PQE, D1D2, M1M2 7.Build-in drain pump 8. Water level switch 9. Including remote controller WDC3-86S 10. full package box | 5.6 | 1748 | 665
|  | MIH71T1HN18 | 22026011001661 |  | 7.1 | 1896 | 721
|  | MIH80T1HN18 | 22026011001639 |  | 8 | 2005 | 762
|  | MIH90T1HN18 | 22026011001662 |  | 9 | 2193 | 834
|  | MIH112T1HN18 | 22026011001663 |  | 11.2 | 2284 | 868
|  | MIH125T1HN18 | 22026011001664 |  | 12.5 | 2347 | 892
|  | MIH140T1HN18 | 22026011001642 |  | 14 | 2456 | 934
|  | MIH160T1HN18 | 22026011001658 |  | 16 | 2570 | 977
|  | MIH200T1HN18 | 22026011001702 |  | 20 | 3643 | 1385
|  | MIH224T1HN18 | 22026011001704 |  | 22.4 | 3718 | 1413
|  | MIH252T1HN18 | 22026011001700 |  | 25.2 | 3746 | 1424
|  | MIH280T1HN18 | 22026011001709 |  | 28 | 3798 | 1444
|  | MIH335T1HN18 | 22026011001678 |  | 33.5 | 5174 | 1967
|  | MIH400T1HN18 | 22026011001708 |  | 40 | 7441 | 2828
|  | MIH450T1HN18 | 22026011001703 |  | 45 | 7755 | 2947
|  | MIH560T1HN18 | 22026011001680 |  | 56 | 8154 | 3099
Ceiling&Floor | 220-240V ~ 50/60Hz | MIH36DLHN18 | 22026013000450 | 1.Indoor temperature detection control 2.Humidity control 3. Independent power supply 4. Long-distance on/off function 5. Long-distance alarm function 6. X1X2, PQE, D1D2, M1M2 9. Including remote controller RM12F1 10. full package box | 3.6 | 1822 | 693
|  | MIH45DLHN18 | 22026013000455 |  | 4.5 | 1908 | 726
|  | MIH56DLHN18 | 22026013000454 |  | 5.6 | 1942 | 738
|  | MIH71DLHN18 | 22026013000462 |  | 7.1 | 2073 | 788
|  | MIH80DLHN18 | 22026013000460 |  | 8 | 2147 | 816
|  | MIH90DLHN18 | 22026013000457 |  | 9 | 2267 | 862
|  | MIH100DLHN18 | 22026013000465 |  | 10 | 2353 | 895
|  | MIH112DLHN18 | 22026013000467 |  | 11.2 | 2427 | 923
|  | MIH125DLHN18 | 22026013000461 |  | 12.5 | 2530 | 962
|  | MIH140DLHN18 | 22026013000469 |  | 14 | 2553 | 971
V8 HRV | 220-240V~50Hz | HRV-D200(C) | 22026022000066 |  | 200m³/h | 3033 | 1153
|  | HRV-D300(C) | 22026022000065 |  | 300m³/h | 3284 | 1248
|  | HRV-D400(C) | 22026022000068 |  | 400m³/h | 3741 | 1422
|  | HRV-D500(C) | 22026022000067 |  | 500m³/h | 4591 | 1745
|  | HRV-D800(C) | 22026022000069 |  | 800m³/h | 5785 | 2199
|  | HRV-D1000(C) | 22026022000070 |  | 1000m³/h | 7075 | 2689
|  | HRV-D1500(C) | 22026022000072 |  | 1500m³/h | 10730 | 4078
|  | HRV-D2000(C) | 22026022000071 |  | 2000m³/h | 11957 | 4544
V8 controller |  | RM12F1 | 17317000010721 | Wireless controller for V8 | / | 80 | 31
|  | RM23A | 17317000012384 | Wireless controller for V8 |  | 98 | 38
|  | WDC3-86S | 17317100008335 | Wired controller for V8 | / | 223 | 85
|  | WDC3-86T(white) | 17317100009278 | Wired controller for V8 |  | 297 | 113
|  | WDC3-86T-B | 17317100009496 | black |  | 297 | 113
|  | WDC3-120T（white） | 17317100009479 | whita |  | 332 | 127
|  | WDC3-120T（Black） | 17317100009482 | black |  | 332 | 127
|  | GW3-KNX | 17211200003566 | KNX gateway for V8 | / | 646 | 246
|  | GW3-LON | 17211200003567 | Lonworks gateway for V8 | / | 8046 | 3058
|  | GW3-BAC | 17211200003362 | Bacnet gateway for V8 | / | 8046 | 3058
|  | GW3-MOD | 17211200003364 | Modbus gateway for V8 | / | 8046 | 3058
|  | GW3-CLOUD | 17211200003401 | Cloud service gateway for V8 | / | 943 | 359
3rd central controller |  | IMMPRO II | 17213500003725 | IMMPRO II for V8 system + MK2-B3311 |  | 8937 | 3397
|  | GW3-IMMProII-M0(WP) | 17211200004481 |  |  | 2827 | 1075
|  | TC3-7 | 17311500001581 |  |  | 2524 | 960
|  | TC3-10.1 | 17311500001361 |  |  | 3763 | 1430
Controller assembly |  | MA3-EK | 17211200003481 | Controller assembly XYE1to2(WP) |  | 749 | 285
V8 Outdoor branch joints |  | FQZHW-02N1E | 15111700001468 | For V8 top discharge ODU，ODU capacity＜56HP，2 ODUs combination | / | 577 | 220
|  | FQZHW-02N1G | 15111700002054 | For V8 top discharge ODU，ODU capacity≥56HP，2 ODUs combination | / | 589 | 224
|  | FQZHW-03N1E | 15111700001467 | For V8 top discharge ODU，ODU capacity≤96HP，3 ODUs combination | / | 1017 | 387
|  | FQZHW-03N1G | 15111700002055 | For V8 top discharge ODU，ODU capacity＞96HP，3 ODUs combination | / | 1114 | 424
|  | FQZHW-04N1D | 15111700000331 | For V8 top discharge ODU，ODU capacity≤82HP，4 ODUs combination | / | 1108 | 422
|  | FQZHW-04N1G | 15111700002174 | For V8 top discharge ODU，ODU capacity＞82HP，4 ODUs combination | / | 1679 | 639
|  | FQZHW-02N1E | 15111700001468 | For V8 side discharge ODU，2 ODUs combination |  | 577 | 220
|  | FQZHW-03N1E | 15111700001467 | For V8 side discharge ODU，3 ODUs combination |  | 1017 | 387
|  | FQZHW-04N1G | 15111700002174 | For V8 side discharge ODU，4 ODUs combination |  | 1679 | 639
V8 Indoor branch joints |  | FQZHN-01D | 15111700000352 | For V8 IDU （2-pipe system） | / | 109 | 42
|  | FQZHN-02D | 15111700000376 | For V8 IDU （2-pipe system） | / | 120 | 46
|  | FQZHN-03D | 15111700000304 | For V8 IDU （2-pipe system） | / | 235 | 90
|  | FQZHN-04D | 15111700000390 | For V8 IDU （2-pipe system） | / | 389 | 148
|  | FQZHN-05D | 15111700000272 | For V8 IDU （2-pipe system） | / | 406 | 155
|  | FQZHN-06D | 15111700000311 | For V8 IDU （2-pipe system） | / | 514 | 196
|  | FQZHN-07D | 15111700001466 | For V8 IDU （2-pipe system） | / | 554 | 211
V8 Indoor branch header |  | DXFQT4-01 | 15111700A03090 | For V8 IDU （2-pipe system）， one drive four | / | 223 | 85
|  | DXFQT8-01 | 15111700A03089 | For V8 IDU （2-pipe system）， one drive eight | / | 480 | 183
V8 Q4-C filter |  | T-MBQ4-03E.3 | 12126000003264 | F6 filter assembly (with iron mounting frame, packed in carton) | / | 406 | 155
V8 Q4 filter(only for EU models) |  | T-MBQ4-01E.3A | 12126000003365 | F6 filter assembly (with iron mounting frame, packed in carton) | / | 703 | 268
|  | GLW-Q4E1G3 | 12112900A13530 | G3 filter assembly (with iron mounting frame, packed in carton) | / | 229 | 88
V8 Arc duct filter |  | MDV-D22T2/BP4DN1-A-8 | 12125200001957 | F6 filter assembly (packed in carton)，For Arc duct unit 15-28 model | / | 35 | 14
|  | MDV-D36T2/BP4DN1-A-8 | 12125200001962 | F6 filter assembly (packed in carton)，For Arc duct unit 36 model | / | 40 | 16
|  | MDV-D56T2/BP4DN1-A-8 | 12125200001963 | F6 filter assembly (packed in carton)，For Arc duct unit 45-56 model | / | 63 | 24
|  | MDV-D71T2/BP4DN1-A-8 | 12125200001959 | F6 filter assembly (packed in carton)，For Arc duct unit 71 model | / | 75 | 29
|  | MDV-D112T2/BP4DN1-A-8 | 12125200001964 | F6 filter assembly (packed in carton)，For Arc duct unit 80-112 model | / | 98 | 38
V8 MSP duct filter |  | MIA-FT2-01A | 12126000003588 | G3+F7 filter assembly (packed in carton)，For MSP duct unit 22-45 model | / | 611 | 233
|  | MIA-FT2-02A | 12126000003589 | G3+F7 filter assembly (packed in carton)，For MSP duct unit 56-71 model | / | 703 | 268
|  | MIA-FT2-03A | 12126000003585 | G3+F7 filter assembly (packed in carton)，For MSP duct unit 80-90 model | / | 1063 | 404
|  | MIA-FT2-04A | 12126000003587 | G3+F7 filter assembly (packed in carton)，For MSP duct unit 112-160 model | / | 1234 | 469
|  | MIA-FT2-01B | 12126000003583 | G3+H12 filter assembly (packed in carton)，For MSP duct unit 22-45 model | / | 754 | 287
|  | MIA-FT2-02B | 12126000003584 | G3+H12 filter assembly (packed in carton)，For MSP duct unit 56-71 model | / | 886 | 337
|  | MIA-FT2-03B | 12126000003586 | G3+H12 filter assembly (packed in carton)，For MSP duct unit 80-90 model | / | 1337 | 509
|  | MIA-FT2-04B | 12126000003590 | G3+H12 filter assembly (packed in carton)，For MSP duct unit 112-160 model | / | 1588 | 604
MDV-Link Repeater |  | REPE-01 | 17226000005739 | MDV-Link Repeater |  | 303 | 116
AHU Kit V8 series |  | AHUKZ-00F | 22012000000233 | 1.8kW≤A<9kW |  | 788 | 300
|  | AHUKZ-01F | 22012000000232 | 9kW≤A≤20kW |  | 828 | 315
|  | AHUKZ-02F | 22012000000231 | 20kW<A≤36kW |  | 926 | 352
|  | AHUKZ-03F | 22012000000234 | 36kW<A≤56kW |  | 1028 | 391
|  | AHUKZ-04F | 22012000000271 | 56kW<A≤168kW |  | 1365 | 519
V8 pre-installation kit |  | MIA-RK | 22012000000251 |  |  | 412 | 157
EEV Kit for wall-mounted unit |  | DZJLBJ-C-I | 15417400A00751 | EEV kit ,compatible with 1.5-5.6 KW V8 wall-mounted VRF IDU |  | 200 | 76
|  | DZJLBJ-C-II | 15417400A00753 | EEV kit ,compatible with 7.1 KW V8 wall-mounted VRF IDU |  | 212 | 81
|  | DZJLBJ-C-III | 15417400A00754 | EEV kit ,compatible with 8.0 KW V8 wall-mounted VRF IDU |  | 223 | 85
After-sales PCB checking kit |  | MA3-APCB | 17227000007201 |  |  | 160 | 61

## VRF
Series | Midea model | Code | Description of Goods | Capacity (Kw) | Прайс Лист (розница) | Цена со скидкой 62%
V6R Series Series with automatic refrigerant charging function | MV6-R252WV2GN1 | 22027020001825 | 380~415V-3PH 50(60)Hz Series with automatic refrigerant charging function Output limitation control; Full DC inverter EVI compressor; Night silent modes+ silent modes +super silent modes; EMS (Energy Management System); Wrong connection protection; Alarm output; Maximum ESP 80 Pa; Black Box; Mr. Doctor; Auto dust-clean function; Hot water supply; | 25.2 | 18161 | 6902
| MV6-R280WV2GN1 | 22027020001865 |  | 28 | 18788 | 7140
| MV6-R335WV2GN1 | 22027020001866 |  | 33.5 | 21318 | 8101
| MV6-R400WV2GN1 | 22027020001885 |  | 40 | 24488 | 9306
| MV6-R450WV2GN1 | 22027020001886 |  | 45 | 25759 | 9789
| MV6-R500WV2GN1 | 22027020001845 |  | 50 | 27018 | 10267
| MV6-R560WV2GN1 | 22027020001965 |  | 56 | 28917 | 10989
V6-i侧出风外机 VRF V6-i ODU | MVi-200WV2GN1(A) | 22027020002045 | VRF outdoor 380~415V-3PH 50(60)Hz All DC invertor Side discharge | 20 | 8100 | 3078
| MVi-224WV2GN1(A) | 22027020002046 |  | 22.4 | 8357 | 3176
| MVi-260WV2GN1(A) | 22027020002047 |  | 26 | 8642 | 3284
| MVi-280WV2GN1(A) | 22027020002048 |  | 28 | 8995 | 3419
| MVi-335WV2GN1(A) | 22027020002049 |  | 33.5 | 10449 | 3971
VC-i - side discharge | MDVC-V200W/DRN1 | 22027020001945 |  | 20 | 6476 | 2461
| MDVC-V224W/DRN1 | 22027020001946 |  | 22.4 | 6658 | 2531
| MDVC-V260W/DRN1 | 22027020001947 |  | 26 | 6732 | 2559
| MDVC-V280W/DRN1 | 22027020001925 |  | 28 | 6778 | 2576
Water source V4+ W series | MDVS-252(8)W/DRN1 | 22027020000241 | Water source DC inverter, R410A, 380V, outdoor unit Modular type | 25.2 | 13048 | 4959
| MDVS-280(10)W/DRN1 | 22027020000228 |  | 28 | 13897 | 5281
| MDVS-335(12)W/DRN1 | 22027020000067 |  | 33.5 | 14929 | 5674
3-Pipe VRF model switch box | MS01N1-D | 22010200000195 | model switch box, one drive 1 | / | 2303 | 876
| MS04N1-D | 22010200000219 | model switch box, one drive 4 | / | 4549 | 1729
| MS06N1-D | 22010200000218 | model switch box, one drive 6 | / | 6151 | 2338
| MS08N1-D | 22010200000217 | model switch box, one drive 8 | / | 7713 | 2931
| MS10N1-D | 22010200000216 | model switch box, one drive 10 | / | 9166 | 3484
| MS12N1-D | 22010200000215 | model switch box, one drive 12 | / | 10557 | 4012
Mini C 2rd geneartion | MDV-V80W/DHN1(D) | 22027020002077 | All DC inverter; single phase; R410A; 220V |  | 3306 | 1257
| MDV-V100W/DHN1(D) | 22027020002078 |  |  | 4281 | 1627
| MDV-V120W/DHN1(D) | 22027020002079 |  |  | 5142 | 1954
| MDV-V140W/DHN1(D) | 22027020002080 |  |  | 5609 | 2132
| MDV-V160W/DHN1(D) | 22027020002081 |  |  | 6316 | 2401
| MDV-V180W/DHN1(D) | 22027020002105 |  |  | 6424 | 2442
AC HRV | HRV-200 | 22026022000019 | 220-240V ~ 50Hz | 200m3/h | 1437 | 547
| HRV-300 | 22026022000018 |  | 300m3/h | 1733 | 659
| HRV-400 | 22026022000011 |  | 400m3/h | 2087 | 794
| HRV-500 | 22026022000016 |  | 500m3/h | 2879 | 1095
| HRV-800 | 22026022000009 |  | 800m3/h | 3740 | 1422
| HRV-1000 | 22026022000012 |  | 1000m3/h | 4367 | 1660
| HRV-1500 | 22026022000001 | 380-415V ~ 3N ~ 50Hz | 1500m3/h | 6362 | 2418
| HRV-2000 | 22026022000017 |  | 2000m3/h | 7445 | 2830
HRV controler | KJR-27B/BGE(A) | 17317100000131 | KJR-27B/E |  | 109 | 42
| RM12A/BGEF | 17317000002875 | Remote controller | / | 97 | 37
| KJR-29B1/BK-E | 17317100000108 | wired controller (touchable button) | / | 251 | 96
| KJR-86C-E | 17317100000027 | Mode button hidden wired controller |  | 120 | 46
| CCM30/BKE-B(A) | 17311500A07168 |  |  | 576 | 219
| CCM30 | 17311500A06527 |  |  | 576 | 219
| MD-CCM09/E |  |  | / | 519 | 198
| KJR-150A/M-E | 17311500000071 | Indoor units group controller |  | 325 | 124
| NIM01/E |  | Network Interface Module | / | 114 | 44
| MD-NIM09/E |  | Infrared sensor | / | 377 | 144
| CCM-18A/N(A) | 17211200003281 | New BMS gateway(Modbus) |  | 5438 | 2067
| GW-BAC(D) | 17211200002582 | BMS gateway(BakNet) for V4+ V5X |  | 8117 | 3085
| CCM-15(A) | 17211200003282 | Data converter CCM15 for iPad and iPhone |  | 855 | 325
| IMM441V4PA58 |  | M-interface of 4th generation central control system |  | 8169 | 3105
| IMM-ENET-MA |  | IMM software |  | 5450 | 2071
| WDC-86E/K | 17317100003095 | wired controller, substitution for WDC-86E/KD |  | 109 | 42
| DTS343-3 | 17511100000227 | Ammeter |  | 702 | 267
| GW-KNX | 17211200A02945 | KNX Protocol Gateway ，facto name is MD-KNX-01 |  | 793 | 302
1st generation FCU control box | CE-FCUKZ-01 | 22012000000004 | FCU control box for 2-pipe |  | 246 | 94
| CE-FCUKZ-02 | 22012000000007 | FCU control box for 4-pipe |  | 274 | 105
Branch pipes | CE-FQZHW-02N1D |  | V4+ outdoor distributor with insulation | / | 268 | 102
| CE-FQZHW-03N1D |  |  | / | 513 | 195
| CE-FQZHW-04N1D |  |  | / | 964 | 367
| CE-FQZHN-01D | 15111700000352 | V4+ indoor distributor with insulation | / | 109 | 42
| CE-FQZHN-02D | 15111700000376 |  | / | 120 | 46
| CE-FQZHN-03D | 15111700000304 |  | / | 234 | 89
| CE-FQZHN-04D | 15111700000390 |  | / | 388 | 148
| CE-FQZHN-05D | 15111700000272 |  | / | 405 | 154
| CE-FQZHN-06D | 15111700000311 |  | / | 513 | 195
| FQZHW-02N1E | 15111700001468 | Branch pipes for V6 outdoor units |  | 576 | 219
| FQZHW-03N1E | 15111700001467 |  |  | 1015 | 386
| FQZHD-01 | 15111700000307 | Branch pipes for VRF AHU KIT |  | 49 | 19
| FQZHD-02 | 15111700000341 |  |  | 92 | 35
| FQZHD-03 | 15111700000277 |  |  | 149 | 57
| FQZHD-04 | 15111700000265 |  |  | 166 | 64
| MCAC-PIDU | 17126000003949 | IDU online kit, only suitable for 2nd generation IDU,220V-24V transformer needs to be purchased by installer |  | 211 | 81
| MCAC-DSCK | 17227000003201 | Conversion box for diagnosis software connection to V5X |  | 228 | 87
| MA-HKCW | 17211300000229 | Hotel card module |  | 114 | 44
| MA-HKCS | 17211300000231 | Hotel card module |  | 171 | 65
Panel | T-MBQ4-01E(S) | 22012900002830 | Panel for Common cassette, 360 deg. Air outlet | / | 337 | 129
| T-MBQ4-03B | 12112900000382 | Panel for Compact four-way cassette(AC type only) | / | 126 | 48
| CE-MBQ-03C4 | 22012900002851 | Panel for Compact four-way cassette(2nd generation) 360 deg. Air outlet |  | 223 | 85
| T-MBQ4-02B1 | 12112900A00616 | Panel for Common cassette | / | 337 | 129
| CE-MBQ2-01 | 22012900002618 | Panel for Two-way cassette |  | 513 | 195
| MBQ1-01D | 22012900000410 | Panel for One-way cassette(4.5-7.1kw) | / | 320 | 122
| MBQ1-02D | 12112900000376 | Panel for One-way cassette(1.8-3.6kw) | / | 183 | 70
| MA-EK | 17111200001461 | Communication modular converter |  | 593 | 226
| CE-FP-42.5DLM/C1BP2XH-DJZJ | 12126200000334 | Supporting bar |  | 43 | 17
| CE-FP-204WA-Z-G30.ZL | 15426200000368 | available for 2-pipe LSP&MSP duct (2&4-Row) |  | 377 | 144
| CE-FP-136WA-Y-G70.ZLA | 15426200000389 | available for 2-pipe HSP duct MKT3H-800 |  | 377 | 144
| CE-FP-306WA-Z-G100.ZL | 15426200000350 | available for 2-pipe HSP duct MKT3H-1400 |  | 377 | 144
| CE-FP-238WA-Z-G70.ZL | 15426200000390 | available for 2-pipe HSP duct other than MKT3H-800 and MKT3H-1400 |  | 377 | 144
| FP-68KBM/B2.ZL | 15426200000331 | available for 2-pipe compact 4-way cassette |  | 342 | 130
| CE-FP-255KBM.ZLA | 15426200000305 | available for 2-pipe 4-way cassette |  | 360 | 137
| CE-FP-42.5LM-Z/B.ZL | 15426200000351 | available for 1st Ceiling&Floor (right connecting) |  | 377 | 144
| CE-FP-42.5LM-Y/B.ZL | 15426200000336 | available for 1st Ceiling&Floor (left connecting) |  | 377 | 144
| TWVK92 | 15426200000492 | is for 2nd two pipe ceiling & floor FCU 150-700R3/R4 |  | 354 | 135
| TWVK95 | 15426200000495 | is for 2nd two pipe ceiling & floor FCU 800R3/R4 |  | 354 | 135
| CE-FP-68KBM/B2S.ZL.3 | 15426200000367 |  |  | 645 | 246
| CE-FP-12.5KBM/A1S.ZL | 15426200000358 | available for 4-pipe compact 4-way cassette |  | 667 | 254
| CE-FP-34WA-Z3/S.ZL.1 | 15426200000334 | available for 4-pipe LSP&MSP duct |  | 724 | 276
| FQZHN-01SB1 | 15111700001736 | Branch pipe assembly |  | 109 | 42
| FQZHN-02SB1 | 15111700001738 | Branch pipe assembly |  | 132 | 51
| FQZHN-03SB1 | 15111700001734 | Branch pipe assembly |  | 263 | 100
| FQZHN-04SB1 | 15111700001735 | Branch pipe assembly |  | 348 | 133
| FQZHN-05SB1 | 15111700001737 | Branch pipe assembly |  | 502 | 191
| FQZHW-02SB1 | 15111700001754 | Branch pipe assembly |  | 593 | 226
| FQZHW-03SB1 | 15111700001761 | Branch pipe assembly |  | 1078 | 410
| MA-IS | 17211300000230 |  |  | 234 | 89
| RM12F | 17317000008018 |  |  | 63 | 24
| KJRP-86A/BMFNKD-E | 17317100004815 |  |  | 160 | 61
| KJRP-86I/MFK-E | 17317100004857 | Touch Style thermostat |  | 120 | 46
| WDC-120G/WK(A) | 17317100002915 | non-ploar signal, 7 degree fan speed, 5 swing angel control, error inquiry, running parameter inquiry, ESP setting, 1 control 1 or 16 IDU |  | 382 | 146
Centralized controller | CCM-180A/BWS(A) | 17311500A04245 | 6.2 inch max. 8 systems, 64 IDU |  | 2583 | 982
| CCM-210G/BWS | 17311500001141 |  |  | 2520 | 958
| CCM-270B/WS(B) | 17311500001184 | 10 inch, max. 48 systems, 384 IDU USB Connection can be connected to IMMPRO |  | 8682 | 3300
Gateway & software | IMMP-BAC(A) | 17211200002364 | Gateway of both BacNet and Midea IMMPRO max. 32 systems, 256 IDU |  | 8117 | 3085
| GW-MOD(A) | 17211200002041 | New Modbus gateway max. 1 system, 64 IDU |  | 8117 | 3085
| GW-LON | 17211200000921 | New Lonworks gateway max. 8 system, 64 IDU |  | 8117 | 3085
| IMMP-S(A) | 17211000000781 | IMMPRO software Max. 10 M-interface, 320 systems, 2560 IDU Max. 10 CCM-270A/WS, 480 systems, 3840 IDU |  | 6493 | 2468
| MA-WK | 17210900002678 | WIFI kit |  | 103 | 40
| GW-KNX | 17211200001521 | New KNX gateway one for one IDU |  | 684 | 260
| MCAC-DIAG-B | 17211000000201 | Diagnosis software for V5X |  | 838 | 319
FCU control box | CE-FCUKZ-03-B | 22012000000004 | replacement for CE-FCUKZ-03 |  | 268 | 102
| CE-FCUKZ-04-B | 22012000000007 | replacement for CE-FCUKZ-04 |  | 297 | 113

## Atom
0.38
Series | MIDEA MODEL | Code | Description of Goods | Capacity | Прайс Лист (розница) | Цена со скидкой 62% | комплект цена
ATOM OU Cooling and Heating (Примечание : в прайсе с продажными ценами старшая модель "V68" ошибочно называется "V72" | MDV-V12WDHN1(AtB) | 22027020002147 | Heat pump, inverter type ODU | 3.5 | 2229 | 848
| MDV-V18WDHN1(AtB) | 22027020002146 |  | 5.3 | 2400 | 912
| MDV-V21WDHN1(AtB) | 22027020002145 |  | 6.2 | 2571 | 977
| MDV-V28WDHN1(AtB) | 22027020002077 |  | 8 | 2994 | 1138
| MDV-V36WDHN1A(AtB) | 22027020003485 |  | 10.5 | 3537 | 1345
| MDV-V42WDHN1A(AtB) | 22027020003425 |  | 12 | 4067 | 1546
| MDV-V48WDHN1(AtB) | 22027020002080 |  | 14 | 4357 | 1656
| MDV-V56WDHN1(AtB) | 22027020002081 |  | 16 | 4908 | 1866
| MDV-V60WDHN1(AtB) | 22027020002105 |  | 18 | 5984 | 2274
| MDV-V68WDHN1(AtB) | CBO 22027020003365 |  | 20 | 6246 | 2374
ATOM Branch pipe assembly | DXFQT2-02 | 15111700001940 | Branch pipe assembly, mini VRF only | / | 160 | 61
| DXFQT3-02 | 15111700001936 | Branch pipe assembly, mini VRF only | / | 223 | 85
| DXFQT4-02 | 15111700001942 | Branch pipe assembly, mini VRF only | / | 280 | 107
| DXFQT5-02 | 15111700001934 | Branch pipe assembly, mini VRF only | / | 320 | 122
| DXFQT6-02 | 15111700001938 | Branch pipe assembly, mini VRF only | / | 377 | 144
| RM12F | 17317000008018 |  | / | 63 | 24
| WDC-86E/K | 17317100003095 |  | / | 109 | 42
ATOM CCU connection kit | VCCUKZ-00(at) | 22012000000134 | 2,2 - 9,0kW | / | 759 | 289
| VCCUKZ-01(at) | 22012000000133 | 9,0 - 16,0 kW | / | 764 | 291
Atom T ODU(EU Series) | MDV-V80WHN8(At) | 22027020003085 |  | 8 | 2862 | 1088
| MDV-V100WHN8(At) | 22027020003086 |  | 10 | 3643 | 1385
| MDV-V120WHN8(At) | 22027020003006 |  | 12 | 4378 | 1664
| MDV-V140WHN8(At) | 22027020003005 |  | 14 | 4783 | 1818
| MDV-V160WHN8(At) | 22027020003007 |  | 16 | 5381 | 2045
Atom T IDU with water tank | SMKT-D100/190CGN8(At) | 22025314000831 |  | 190L | 10642 | 4044
| SMKT-D160/240CGN8(At) | 22025314000832 |  | 240L | 12438 | 4727
hydraulic module | SMK-D160N8(At) | 22025314000811 |  | 16 | 5871 | 2231
DHW Kit | MHWK-120HN8 | 22012000000191 |  | 12.3 | 816 | 311
DHW Tank | MT-200R26E20 | 22025331000101 |  | / | 2235 | 850
| MT-300R26E20 | 22025331000081 |  | / | 2719 | 1034
AtomC VRF Cooling only | MDVC-V28WDHN1(AtC) | 22027020003467 | Cooling only Mini VRF, 220-240V ~ 50/60Hz Customization number (EXV) - PZ2024102834128 | 8 | 2337 | 889
| MDVC-V36WDHN1(AtC) | 22027020003465 |  | 10 | 3033 | 1153
| MDVC-V42WDHN1(AtC) | 22027020003466 |  | 12 | 3648 | 1387
| MDVC-V48WDHN1(AtC) | 22027020003446 |  | 14 | 3985 | 1515
| MDVC-V56WDHN1(AtC) | 22027020003447 |  | 16 | 4486 | 1705
| MDVC-V60WDHN1(AtC) | 22027020003445 |  | 18 | 5370 | 2041
ATOM V8 IDU Wall-mounted | MI2-05GDHN18(At) | 22026010000581 | Long-distance on/off function Long-distance alarm function X1X2, PQE, D1D2 Indoor temperature detection control Including remote controller RM12F1 Panel Z-HS-C1 | 1.5 | 496 | 189
| MI2-07GDHN18(At) | 22026010000583 |  | 2.2 | 519 | 198
| MI2-09GDHN18(At) | 22026010000580 |  | 2.8 | 542 | 206
| MI2-12GDHN18(At) | 22026010000585 |  | 3.6 | 593 | 226
| MI2-15GDHN18(At) | 22026010000559 |  | 4.5 | 650 | 247
| MI2-18GDHN18(At) | 22026010000561 |  | 5.6 | 673 | 256
| MI2-24GDHN18(At) | 22026010000601 |  | 7.1 | 753 | 287
| MI2-28GDHN18(At) | 22026010000602 |  | 8 | 781 | 297
V8 Atom Q1 One-way cassette(super slim) +price with RM12F1 | MI2-06Q1DHN18(At) | CBO 22026012001394 | Long-distance on/off function Long-distance alarm function X1X2, PQE, D1D2 Indoor temperature detection control Including remote controller RM12F1 Build-in drain pump | 1.8 | 736 | 280 | 348
| MI2-07Q1DHN18(At) | CBO 22026012001396 |  | 2.2 | 741 | 282 | 350
| T-MBQ1-01G | 22013900000021 |  |  | 177 | 68
| MI2-09Q1DHN18(At) | CBO 22026012001397 |  | 2.8 | 753 | 287 | 355
| MI2-12Q1DHN18(At) | CBO 22026012001416 |  | 3.6 | 776 | 295 | 363
| T-MBQ1-02G | 22013900000023 |  |  | 177 | 68
| MI2-15Q1DHN18(At) | CBO 22026012001415 |  | 4.5 | 878 | 334 | 452
| MI2-18Q1DHN18(At) | CBO 22026012001414 |  | 5.6 | 890 | 339 | 457
| MI2-24Q1DHN18(At) | CBO 22026012001417 |  | 7.1 | 941 | 358 | 476
| T-MBQ1-03G | 22013900000022 |  |  | 308 | 118
V8 Atom DL Ceiling&Floor + price with RM12F1 | MI2-12DLDHN18(At) | CBO 22026013000450 | Long-distance on/off function Long-distance alarm function X1X2, PQE, D1D2 Indoor temperature detection control Including remote controller RM12F1 | 3.6 | 1368 | 520
| MI2-15DLDHN18(At) | CBO 22026013000455 |  | 4.5 | 1454 | 553
| MI2-18DLDHN18(At) | CBO 22026013000454 |  | 5.6 | 1460 | 555
| MI2-24DLDHN18(At) | CBO 22026013000462 |  | 7.1 | 1465 | 557
| MI2-28DLDHN18(At) | CBO 22026013000460 |  | 8 | 1705 | 648
| MI2-32DLDHN18(At) | CBO 22026013000457 |  | 9 | 1716 | 653
| MI2-40DLDHN18(At) | CBO 22026013000467 |  | 11.2 | 2109 | 802
| MI2-48DLDHN18(At) | CBO 22026013000469 |  | 14 | 2132 | 811
V8 Atom 小冷霸 Q4C Compact Four-way cassette | MI2-05Q4CDHN18(At) | 22026012001474 | Long-distance on/off function Long-distance alarm function X1X2, PQE, D1D2 Indoor temperature detection control Including remote controller RM12F1 Build-in drain pump | 1.5 | 690 | 263
| MI2-07Q4CDHN18(At) | 22026012001478 |  | 2.2 | 713 | 271
| MI2-09Q4CDHN18(At) | 22026012001475 |  | 2.8 | 741 | 282
| MI2-12Q4CDHN18(At) | 22026012001477 |  | 3.6 | 770 | 293
| MI2-15Q4CDHN18(At) | 22026012001480 |  | 4.5 | 827 | 315
| MI2-18Q4CDHN18(At) | 22026012001476 |  | 5.6 | 884 | 336
| MI2-21Q4CDHN18(At) | 22026012001479 |  | 6.3 | 1066 | 406
| T-MBQ4-03F | 22012900003270 |  | / | 223 | 85
V8 Atom 大冷霸 Q4 Four-way cassette | MI2-09Q4DHN18(At) | CBO 22026012001122 | Long-distance on/off function Long-distance alarm function X1X2, PQE, D1D2 Indoor temperature detection control Including remote controller RM12F1 Build-in drain pump | 2.8 | 821 | 312 | 441
| MI2-12Q4DHN18(At) | CBO 22026012001130 |  | 3.6 | 833 | 317 | 446
| MI2-15Q4DHN18(At) | CBO 22026012001124 |  | 4.5 | 912 | 347 | 476
| MI2-18Q4DHN18(At) | CBO 22026012001115 |  | 5.6 | 941 | 358 | 487
| MI2-24Q4DHN18(At) | CBO 22026012001132 |  | 7.1 | 958 | 365 | 494
| MI2-28Q4DHN18(At) | CBO 22026012001129 |  | 8 | 998 | 380 | 509
| MI2-32Q4DHN18(At) | CBO 22026012001123 |  | 9 | 1055 | 401 | 530
| MI2-36Q4DHN18(At) | CBO 22026012001128 |  | 10 | 1083 | 412 | 541
| MI2-40Q4DHN18(At) | CBO 22026012001133 |  | 11.2 | 1106 | 421 | 550
| MI2-48Q4DHN18(At) | CBO 22026012001121 |  | 14 | 1163 | 442 | 571
| MI2-56Q4DHN18(At) | CBO 22026012001277 |  | 16 | 1522 | 579 | 708
| MI2-60Q4DHN18(At) | CBO 22026012001275 |  | 18 | 1579 | 601 | 730
| T-MBQ4-01F | 22012900003290 |  | / | 337 | 129
| T-MBQ4-02E1 | 22012900003350 |  | / | 365 | 139
V8 Atom 风管机 T3/T2 Duct | MI2-05T3DHN18(At) | 22026011001887 | Long-distance on/off function Long-distance alarm function X1X2, PQE, D1D2 Indoor temperature detection control Including remote controller WDC3-86S Build-in drain pump | 1.5 | 747 | 284
| MI2-06T3DHN18(At) | 22026011001878 |  | 1.8 | 770 | 293
| MI2-07T3DHN18(At) | 22026011001886 |  | 2.2 | 793 | 302
| MI2-09T3DHN18(At) | 22026011001879 |  | 2.8 | 816 | 311
| MI2-12T3DHN18(At) | 22026011001881 |  | 3.6 | 833 | 317
| MI2-15T3DHN18(At) | 22026011001885 |  | 4.5 | 855 | 325
| MI2-18T3DHN18(At) | 22026011001883 |  | 5.6 | 873 | 332
| MI2-24T3DHN18(At) | 22026011001882 |  | 7.1 | 987 | 376
| MI2-28T2DHN18(At) | 22026011001880 |  | 8 | 1192 | 453
| MI2-32T2DHN18(At) | 22026011001888 |  | 9 | 1220 | 464
| MI2-40T2DHN18(At) | 22026011001889 |  | 11.2 | 1260 | 479
| MI2-42T2DHN18(At) | 22026011001890 |  | 12.5 | 1346 | 512
| MI2-48T2DHN18(At) | 22026011001884 |  | 14 | 1334 | 507
| MI2-56T2DHN18(At) | CBO 22026011001511 |  | 16 | 2035 | 774

## Unitary
Series | Type |  | MIDEA model | Code | Description of Goods | Capacity (kw) | Прайс Лист (розница) | Цена со скидкой 62%
Industrial floor standing indoor units | Cooling&heating | Side discharge | MFSL-76HDN1 | 22026014000375 |  | 22 | 3417 | 1299
|  |  | MFSL-96HDN1 | 22026014000385 |  | 28 | 3518 | 1337
|  |  | MFSL-120HDN1 | 22026014000367 |  | 35 | 3729 | 1418
|  |  | MFSL-150HDN1 | 22026014000370 |  | 45 | 4031 | 1532
|  |  | MFSL-192HDN1 | 22026014000382 |  | 56 | 5025 | 1910
|  | Top discharge | MFTL-76HDN1 | 22026014000365 |  | 22 | 3347 | 1272
|  |  | MFTL-96HDN1 | 22026014000369 |  | 28 | 3528 | 1341
|  |  | MFTL-120HDN1 | 22026014000376 |  | 35 | 3654 | 1389
|  |  | MFTL-150HDN1 | 22026014000366 |  | 45 | 4593 | 1746
|  |  | MFTL-192HDN1 | 22026014000380 |  | 56 | 4915 | 1868
Quantum duct indoor units |  | High static pressure duct | MHG-28HAN1 | 借22026011001641 |  | 8 | 1850 | 703
|  |  | MHG-48HAN1 | 借22026011001665 |  | 14 | 2382 | 906
|  |  | MHG-68HAN1 | 借22026011001698 |  | 20 | 4081 | 1551
|  |  | MHG-76HAN1 | 借22026011001699 |  | 22 | 4292 | 1631
|  |  | MHG-96HAN1 | 借22026011001707 |  | 28 | 4603 | 1750
|  |  | MHG-120HAN1 | 借22026011001679 |  | 35 | 5091 | 1935
|  |  | MHG-140HAN1 | 借22026011001706 |  | 40 | 6649 | 2527
|  |  | MHG-150HAN1 | 借22026011001705 |  | 45 | 6819 | 2592
|  |  | MHG-192HAN1 | 借22026011001681 |  | 56 | 7131 | 2710
Universal outdoor units |  | Universal outdoor units | MOUG-28HD1N1-R | 借22027020002077 |  | 8 | 1995 | 759
|  |  | MOUG-48HD1N1-R | 借22027020002080 |  | 14 | 3106 | 1181
|  |  | MOUG-68HD1N1-R | 借22027020002050 |  | 20 | 6262 | 2380
|  |  | MOUG-76HD1N1-R | 借22027020002051 |  | 22 | 6503 | 2472
|  |  | MOUG-96HD1N1-R | 借22027020002053 |  | 28 | 8458 | 3215
|  |  | MOUG-120HD1N1-R | 借22027020002054 |  | 35 | 10010 | 3804
|  |  | MOUG-140HD1N1-R | 借22027020002569 |  | 40 | 11372 | 4322
|  |  | MOUG-150HD1N1-R | 借22027020002574 |  | 45 | 13965 | 5307
|  |  | MOUG-192HD1N1-R | 借22027020002570 |  | 56 | 16136 | 6132
Quantum duct indoor units CB certificate R410A | Cooling&heating | High static pressure duct | MHL-68HDN1 | 借22026011001838 | 1.220-240V,1Ph,50/60Hz 2.standard with WDC3-86S controller | 19.9288 | 2739 | 1041
|  |  | MHL-76HDN1 | 借22026011001839 |  | 22.2734 | 2890 | 1099
|  |  | MHL-96HDN1 | 借22026011001840 |  | 28.1348 | 2930 | 1114
|  |  | MHL-120HDN1 | 借22026011001678 |  | 35.1685 | 3694 | 1404
|  |  | MHL-150HDN1 | 借22026011001703 |  | 43.9607 | 4855 | 1845
|  |  | MHL-192HDN1 | 借22026011001680 |  | 56.2696 | 5156 | 1960
|  | Middle static pressure duct | MTL-24HDN1 | 借22026011001518 |  | 7.0337 | 1031 | 392
|  |  | MTL-36HDN1 | 借22026011001500 |  | 10.5506 | 1317 | 501
|  |  | MTL-40HDN1 | 借22026011001500 |  | 11.7228 | 1342 | 510
|  |  | MTL-48HDN1 | 借22026011001511 |  | 14.0674 | 1438 | 547
Universal outdoor units CB certificate R410A | Cooling&heating | Universal outdoor units | MOUL-68HD1N1-G | 借22027020002045 | 380-415V 3N~50/60Hz | 19.9288 | 5870 | 2231
|  |  | MOUL-76HD1N1-G | 借22027020002046 |  | 22.2734 | 6191 | 2353
|  |  | MOUL-96HD1N1-G | 借22027020002048 |  | 28.1348 | 6277 | 2386
|  |  | MOUL-120HD1N1-G | 借22027020002049 |  | 35.1685 | 7824 | 2974
|  |  | MOUL-150HD1N1-G | 借22027020002589 |  | 43.9607 | 11327 | 4305
|  |  | MOUL-192HD1N1-G | 借22027020002585 |  | 56.2696 | 13729 | 5218
|  |  | MOUL-250HD1N1-G | 借22027020002590 |  | 73.2678 | 15271 | 5803
Universal outdoor units CB certificate R410A | Cooling only | Universal outdoor units | MOUL-68CD1N1-R | 借22027020001945 | 380-415V 3N~50/60Hz | 20 | 4443 | 1689
|  |  | MOUL-76CD1N1-R | 借22027020001946 |  | 22 | 4669 | 1775
|  |  | MOUL-96CD1N1-R | 借22027020001925 |  | 28 | 4845 | 1842
|  | MHL-96HDN1 / | MOUL-96HD1N1-G |  |  |  | 9206 | 3500

## FCU-Duct
0.38
series | type | Midea model | Capacity (CFM) | BOM code | Description of Goods | Прайс Лист (розница) | Цена со скидкой 62%
Duct | MK-CBS Duct of 3-Row (right connection) | MKT3-200G12-CR | 200 | CBO 22026211000561 | 1. 3-row coil, 12 pa; 2. Standard with air return plenum and fitler, air intake from rear 3. Two pipe fancoil | 442 | 168 | 225
|  | MKT3-300G12-CR | 300 | CBO 22026211000540 |  | 481 | 183 | 240
|  | MKT3-400G12-CR | 400 | CBO 22026211000564 |  | 533 | 203 | 260
|  | MKT3-500G12-CR | 500 | CBO 22026211000580 |  | 579 | 221 | 278
|  | MKT3-600G12-CR | 600 | CBO 22026211000560 |  | 624 | 238 | 295
|  | MKT3-700G12-CR | 700 | CBO 22026211000562 |  | 774 | 295 | 352
|  | MKT3-800G12-CR | 800 | CBO 22026211000542 |  | 884 | 336 | 393
|  | MKT3-1000G12-CR | 1000 | CBO 22026211000565 |  | 930 | 354 | 411
|  | MKT3-1200G12-CR | 1200 | CBO 22026211000566 |  | 1008 | 384 | 441
|  | MKT3-1400G12-CR | 1400 | CBO 22026211000563 |  | 1118 | 425 | 482
| MK-CBS Duct of 3-Row (right connection) | MKT3-200G30-CR | 200 | 22026211000561 | 1. 3-row coil, 30 pa; 2. Standard with air return plenum and fitler, air intake from rear 3. Two pipe fancoil | 429 | 164 | 221
|  | MKT3-300G30-CR | 300 | 22026211000540 |  | 488 | 186 | 243
|  | MKT3-400G30-CR | 400 | 22026211000564 |  | 520 | 198 | 255
|  | MKT3-500G30-CR | 500 | 22026211000580 |  | 559 | 213 | 270
|  | MKT3-600G30-CR | 600 | 22026211000560 |  | 618 | 235 | 292
|  | MKT3-700G30-CR | 700 | 22026211000562 |  | 800 | 304 | 361
|  | MKT3-800G30-CR | 800 | 22026211000542 |  | 871 | 331 | 388
|  | MKT3-1000G30-CR | 1000 | 22026211000565 |  | 923 | 351 | 408
|  | MKT3-1200G30-CR | 1200 | 22026211000566 |  | 1027 | 391 | 448
|  | MKT3-1400G30-CR | 1400 | 22026211000563 |  | 1118 | 425 | 482
| MK-CBS Duct of 3-Row (right connection) | MKT3-200G50-CR | 200 | CBO 22026211000561 | 1. 3-row coil, 50 pa; 2. Standard with air return plenum and fitler, air intake from rear 3. Two pipe fancoil | 468 | 178 | 235
|  | MKT3-300G50-CR | 300 | CBO 22026211000540 |  | 533 | 203 | 260
|  | MKT3-400G50-CR | 400 | CBO 22026211000564 |  | 559 | 213 | 270
|  | MKT3-500G50-CR | 500 | CBO 22026211000580 |  | 605 | 230 | 287
|  | MKT3-600G50-CR | 600 | CBO 22026211000560 |  | 670 | 255 | 312
|  | MKT3-700G50-CR | 700 | CBO 22026211000562 |  | 832 | 317 | 374
|  | MKT3-800G50-CR | 800 | CBO 22026211000542 |  | 936 | 356 | 413
|  | MKT3-1000G50-CR | 1000 | CBO 22026211000565 |  | 995 | 379 | 436
|  | MKT3-1200G50-CR | 1200 | CBO 22026211000566 |  | 1118 | 425 | 482
|  | MKT3-1400G50-CR | 1400 | CBO 22026211000563 |  | 1203 | 458 | 515
HSP duct fancoil | MDKT3H-G70(100) | MKT3H-800G70 | 800 |  | 1. 3-row coil, 70~100 pa; 2. Brand new desgin; 3. Standard with air return plenum and fitler, air intake from rear 4. Two pipe fancoil; 5. Drain pan for heat exchanger standard; 6. Drain pan for for 3way valve is option | 1105 | 420
|  | MKT3H-1000G70 | 1000 |  |  | 1183 | 450
|  | MKT3H-1200G70 | 1200 |  |  | 1235 | 470
|  | MKT3H-1400G70 | 1400 |  |  | 1320 | 502
|  | MKT3H-1600G100 | 1600 |  |  | 1651 | 628
|  | MKT3H-1800G100 | 1800 |  |  | 1807 | 687
|  | MKT3H-2200G100 | 2200 |  |  | 1937 | 737
| MDKT3H-EG70(100) | MKT3H-800EG70 | 800 |  | 1. 3-row coil, 70~100 pa; 2. Brand new desgin; 3. Standard with air return plenum and fitler, air intake from rear 4. Two pipe fancoil 5.With EAH | 1378 | 524
|  | MKT3H-1000EG70 | 1000 |  |  | 1463 | 556
|  | MKT3H-1200EG70 | 1200 |  |  | 1489 | 566
|  | MKT3H-1400EG70 | 1400 |  |  | 1586 | 603
|  | MKT3H-1600EG100 | 1600 |  |  | 2184 | 830
|  | MKT3H-1800EG100 | 1800 |  |  | 2210 | 840
|  | MKT3H-2200EG100 | 2200 |  |  | 2334 | 887
New 4 rows duct | 4-Row Duct 2-pipe | MKT4-200G30-CR | 200 | 22026211000680 | 4 row duct, 2-pipe, ESP 30Pa, AC fan • Right connection • plastic drain pan • Nylon filter(G1) • Standard with air return plenum and filter, air intake from rear (from below as option) | 494 | 188
|  | MKT4-300G30-CR | 300 | 22026211000683 |  | 553 | 211
|  | MKT4-400G30-CR | 400 | 22026211000686 |  | 637 | 243
|  | MKT4-500G30-CR | 500 | 22026211000685 |  | 663 | 252
|  | MKT4-600G30-CR | 600 | 22026211000684 |  | 767 | 292
|  | MKT4-700G30-CR | 700 | 22026211000689 |  | 813 | 309
|  | MKT4-800G30-CR | 800 | 22026211000687 |  | 975 | 371
|  | MKT4-1000G30-CR | 1000 | 22026211000681 |  | 1034 | 393
|  | MKT4-1200G30-CR | 1200 | 22026211000688 |  | 1118 | 425
|  | MKT4-1400G30-CR | 1400 | 22026211000682 |  | 1170 | 445
|  | MKT4-200G50-CR | 200 | 22026211000680 | 4 row duct, 2-pipe, ESP 50Pa, AC fan • Right connection • plastic drain pan • Nylon filter(G1) • Standard with air return plenum and filter, air intake from rear (from below as option) | 501 | 191
|  | MKT4-300G50-CR | 300 | 22026211000683 |  | 572 | 218
|  | MKT4-400G50-CR | 400 | 22026211000686 |  | 657 | 250
|  | MKT4-500G50-CR | 500 | 22026211000685 |  | 663 | 252
|  | MKT4-600G50-CR | 600 | 22026211000684 |  | 774 | 295
|  | MKT4-700G50-CR | 700 | 22026211000689 |  | 826 | 314
|  | MKT4-800G50-CR | 800 | 22026211000687 |  | 975 | 371
|  | MKT4-1000G50-CR | 1000 | 22026211000681 |  | 1047 | 398
|  | MKT4-1200G50-CR | 1200 | 22026211000688 |  | 1125 | 428
|  | MKT4-1400G50-CR | 1400 | 22026211000682 |  | 1203 | 458
| 4-Row Duct 4-pipe | MKT4-200FG30-CR | 200 | 22026211000661 | 4 row duct, 4-pipe, ESP 30Pa, AC fan • Right connection • plastic drain pan • Nylon filter(G1) • Standard with air return plenum and filter, air intake from rear (from below as option) | 507 | 193 | 263
|  | MKT4-300FG30-CR | 300 | 22026211000662 |  | 592 | 225 | 295
|  | MKT4-400FG30-CR | 400 | 22026211000667 |  | 650 | 247 | 317
|  | MKT4-500FG30-CR | 500 | 22026211000660 |  | 683 | 260 | 330
|  | MKT4-600FG30-CR | 600 | 22026211000668 |  | 728 | 277 | 347
|  | MKT4-700FG30-CR | 700 | 22026211000669 |  | 839 | 319 | 389
|  | MKT4-800FG30-CR | 800 | 22026211000666 |  | 1001 | 381 | 451
|  | MKT4-1000FG30-CR | 1000 | 22026211000663 |  | 1079 | 411 | 481
|  | MKT4-1200FG30-CR | 1200 | 22026211000665 |  | 1222 | 465 | 535
|  | MKT4-1400FG30-CR | 1400 | 22026211000664 |  | 1320 | 502 | 572
|  | MKT4-200FG50-CR | 200 | 22026211000661 | 4 row duct, 4-pipe, ESP 50Pa, AC fan • Right connection • plastic drain pan • Nylon filter(G1) • Standard with air return plenum and filter, air intake from rear (from below as option) | 514 | 196 | 266
|  | MKT4-300FG50-CR | 300 | 22026211000662 |  | 605 | 230 | 300
|  | MKT4-400FG50-CR | 400 | 22026211000667 |  | 663 | 252 | 322
|  | MKT4-500FG50-CR | 500 | 22026211000660 |  | 683 | 260 | 330
|  | MKT4-600FG50-CR | 600 | 22026211000668 |  | 735 | 280 | 350
|  | MKT4-700FG50-CR | 700 | 22026211000669 |  | 852 | 324 | 394
|  | MKT4-800FG50-CR | 800 | 22026211000666 |  | 1008 | 384 | 454
|  | MKT4-1000FG50-CR | 1000 | 22026211000663 |  | 1086 | 413 | 483
|  | MKT4-1200FG50-CR | 1200 | 22026211000665 |  | 1229 | 468 | 538
|  | MKT4-1400FG50-CR | 1400 | 22026211000664 |  | 1346 | 512 | 582
Thermostat |  | KJRP-86A4/BMFNKD-E |  | 17317100005098 | Gray color | 182 | 70
|  | KJRP-86A5/BMFNKD-E |  | 17317100005102 | Golden color | 182 | 70
|  | KJRP-86A/BMFNKD-E |  | 17317100004816 | White color | 182 | 70
|  | KJRP-86I/MFK-E |  | 17317100004855 | Electronic thermostat: 1. Timer function 2. one button for ECO mode 3. Accuracy 0.5 ° 4. Child lock 5. Error code display 6. Auto restart | 137 | 53
|  | KJRP-86I/MFKS-E |  | 17317100005755 | Electronic thermostat: 1. Timer function 2. one button for ECO mode 3. Accuracy 0.5 ° 4. Child lock 5. Error code display 6. Auto restart 7. Three-wire valve function 8. Compatible with electri auxiliary heater models 9. Compatible with 2 pipe and 4 pipe models | 150 | 57

## FCU-other
0.38
series | MIDEA model | Code | Capacity (CFM) | Description of Goods | Photo | Прайс Лист (розница) | Цена со скидкой 62%
New appearance Ceiling floor | MKH1-150-R3 | 22026214000107 | 150 | 1. two pipe fancoil; 2. air intake from front; 3. casing with grills on intake and outlet side; 4. drain pan for heat exchanger is standard (drain pan for 3 way valve is option) 5. Flexible installation |  | 709 | 270
| MKH1-250-R3 | 22026214000109 | 250 |  |  | 761 | 290
| MKH1-350-R3 | 22026214000110 | 300 |  |  | 884 | 336
| MKH1-500-R3 | 22026214000116 | 500 |  |  | 988 | 376
| MKH1-700-R3 | 22026214000115 | 700 |  |  | 1066 | 406
| MKH1-800-R3 | 22026214000117 | 800 |  |  | 1177 | 448
| MKH1-150-R4 | 22026214000108 | 150 |  |  | 722 | 275
| MKH1-250-R4 | 22026214000111 | 250 |  |  | 800 | 304
| MKH1-350-R4 | 22026214000112 | 300 |  |  | 923 | 351
| MKH1-500-R4 | 22026214000114 | 500 |  |  | 1008 | 384
| MKH1-700-R4 | 22026214000113 | 700 |  |  | 1131 | 430
| MKH1-800-R4 | 22026214000118 | 800 |  |  | 1242 | 472
New appearance Ceiling floor | MKH2-150-R3 | 22026214000107 | 150 | 1. two pipe fancoil; 2. air intake from rear; 3. casing with grills on intake and outlet side; 4. drain pan for heat exchanger is standard (drain pan for 3 way valve is option) 5. Flexible installation |  | 709 | 270
| MKH2-250-R3 | 22026214000109 | 250 |  |  | 761 | 290
| MKH2-350-R3 | 22026214000110 | 350 |  |  | 884 | 336
| MKH2-500-R3 | 22026214000116 | 500 |  |  | 988 | 376
| MKH2-700-R3 | 22026214000115 | 700 |  |  | 1066 | 406
| MKH2-800-R3 | 22026214000117 | 800 |  |  | 1177 | 448
| MKH2-150-R4 | 22026214000108 | 150 |  |  | 722 | 275 | 346
| MKH2-250-R4 | 22026214000111 | 250 |  |  | 800 | 304 | 375
| MKH2-350-R4 | 22026214000112 | 350 |  |  | 923 | 351 | 422
| MKH2-500-R4 | 22026214000114 | 500 |  |  | 1008 | 384 | 455
| MKH2-700-R4 | 22026214000113 | 700 |  |  | 1131 | 430 | 501
| MKH2-800-R4 | 22026214000118 | 800 |  |  | 1242 | 472 | 543
| / | 12126200000334 |  | A pair of Supporting bar |  | 46 | 18
New appearance Ceiling floor | MKH2-150-R3 (A) | 22026214000107 | 150 | 1. two pipe fancoil; 2. air intake from rear; 3. casing with grills on intake and outlet side; 4. drain pan for heat exchanger is standard (drain pan for 3 way valve is option) 5. Flexible installation 6. With built-in controller KJRP-86I/MFK-E |  | 806 | 307
| MKH2-250-R3 (A) | 22026214000109 | 250 |  |  | 858 | 327
| MKH2-350-R3 (A) | 22026214000110 | 350 |  |  | 982 | 374
| MKH2-500-R3 (A) | 22026214000116 | 500 |  |  | 1086 | 413
| MKH2-700-R3 (A) | 22026214000115 | 700 |  |  | 1164 | 443
| MKH2-800-R3 (A) | 22026214000117 | 800 |  |  | 1274 | 485
| MKH2-150-R4 (A) | 22026214000108 | 150 |  |  | 813 | 309 | 380
| MKH2-250-R4 (A) | 22026214000111 | 250 |  |  | 891 | 339 | 410
| MKH2-350-R4 (A) | 22026214000112 | 350 |  |  | 1021 | 388 | 459
| MKH2-500-R4 (A) | 22026214000114 | 500 |  |  | 1099 | 418 | 489
| MKH2-700-R4 (A) | 22026214000113 | 700 |  |  | 1229 | 468 | 539
| MKH2-800-R4 (A) | 22026214000118 | 800 |  |  | 1339 | 509 | 580
| 12126200000334 | 12126200000334 |  | A pair of Supporting bar |  | 46 | 18
New appearance Ceiling floor | MKH3-150-R3 | 22026214000107 | 150 | 1. two pipe fancoil; 2. air intake from rear; 3. drain pan for heat exchanger is standard (drain pan for 3 way valve is option) 4. Flexible installation |  | 676 | 257
| MKH3-250-R3 | 22026214000109 | 250 |  |  | 722 | 275
| MKH3-350-R3 | 22026214000110 | 350 |  |  | 852 | 324
| MKH3-500-R3 | 22026214000116 | 500 |  |  | 943 | 359
| MKH3-700-R3 | 22026214000115 | 700 |  |  | 1021 | 388
| MKH3-800-R3 | 22026214000117 | 800 |  |  | 1131 | 430
| MKH3-150-R4 | 22026214000108 | 150 |  |  | 689 | 262
| MKH3-250-R4 | 22026214000111 | 250 |  |  | 761 | 290
| MKH3-350-R4 | 22026214000112 | 350 |  |  | 884 | 336
| MKH3-500-R4 | 22026214000114 | 500 |  |  | 969 | 369
| MKH3-700-R4 | 22026214000113 | 700 |  |  | 1073 | 408
| MKH3-800-R4 | 22026214000118 | 800 |  |  | 1196 | 455
Additional drain pan for MDKH1 / MDKH2 / MDKH3 (for all models) | 12123000001687 | 12123000001687 |  | Additional drain pan for MDKH 150-700R3/R4 (2 pcs per set) |  | 78 | 30
| 12123000001685 | 12123000001685 |  | Additional drain pan for MDKH 800R3/R5 (2 pcs per set) |  | 1144 | 435

## FCUCassette
series | type | MIDEA MODE |  | Capacity (CFM) | Description of Goods |  | 0.38
|  |  | code |  |  | Прайс Лист (розница) | Цена со скидкой 62%
AC Cassette Fancoil | MDKD | MKD-300 | 22026212000006 | 300 | 1. Compact Four way cassette type 2. Two pipe fancoil 3. RM12 as standard 4.Build-in drain pump with 500mm head 5. Customized XYE and PQE port to connected to central controller and ModBus gateway as standard | 1027 | 391 | 466
|  | MKD-400 | 22026212000012 | 400 |  | 1112 | 423 | 498
|  | MKD-450 | 22026212000012 | 450 |  | 1112 | 423 | 498
|  | MKD-500 | 22026212000027 | 500 |  | 1209 | 460 | 535
|  | T-MBQ4-03B | 12112900000382 |  | Panel for compact cassette | 143 | 55
|  | 12126200000215 |  |  | compact FCU drain pan for 3 way valve for MDKD- | 26 | 10
|  | 12126200000216 |  |  | common FCU drain pan for 3 way valve for MDKA- | 52 | 20
| MDKA-R | MKA-600R | 22026212000028 | 600 | 1. Common Four way cassette type 2. Two pipe fancoil 3. RM12 as standard 4. Drain pan 5.Build-in drain pump with 750mm head 6.Customized XYE and PQE port to connected to central controller and ModBus gateway as standard | 1177 | 448 | 557
|  | MKA-750R | 22026212000004 | 750 |  | 1216 | 463 | 572
|  | MKA-850R | 22026212000053 | 850 |  | 1463 | 556 | 665
|  | MKA-950R | 22026212000023 | 950 |  | 1508 | 574 | 683
|  | MKA-1200R | 22026212000034 | 1200 |  | 1560 | 593 | 702
|  | MKA-1500R | 22026212000034 | 1400 |  | 1560 | 593 | 702
|  | T-MBQ4-02C | 12112900000322 |  | Panel for common cassette | 286 | 109
| MDKC-R-B | MKC-300R-B |  | 300 | 1. 2nd generation one-way cassette 2.Brand new design with ultrathin frame; 3.New panel; 4.RM12 as standard 5.Build-in drain pump with 750mm head | 1060 | 403
|  | MKC-400R-B |  | 400 |  | 1092 | 415
|  | MKC-V600R-B |  | 600 |  | 1404 | 534
|  | MBQ1-02D | 12112900000376 |  | Panel for one-way cassette(300/400) | 221 | 84
|  | MBQ1-01D | 22012900000410 |  | Panel for one-way cassette(600) | 384 | 146
AC Cassette Fancoil | MDKD-S | MKD-300S | 22026212000059 | 300 | 1. Compact Four way cassette type 2. Four pipe fancoil; 3. RM12 as standard 4.Build-in drain pump with 500mm head 5. Customized XYE and PQE port to connected to central controller and ModBus gateway as standard | 1170 | 445 | 510
|  | MKD-400S | 22026212000055 | 400 |  | 1248 | 475 | 540
|  | MKD-450S |  | 450 |  | 1248 | 475 | 540
|  | MKD-500S | 22026212000008 | 500 |  | 1339 | 509 | 574
|  | T-MBQ4-03B | 12112900000382 |  | Panel for compact cassette | 143 | 55
|  | 12126200000215 |  |  | FCU drain pan | 26 | 10
| MDKA-F | MKA-600F | 22026212000031 | 600 | 1. Common Four way cassette type 2. Four pipe fancoil; 3. RM12 as standard 4. Drain pan 5.Build-in drain pump with 750mm head 5. Customized XYE and PQE port to connected to central controller and ModBus gateway as standard | 1437 | 547 | 656
|  | MKA-750F | 22026212000041 | 750 |  | 1632 | 621 | 730
|  | MKA-850F | 22026212000009 | 850 |  | 1749 | 665 | 774
|  | MKA-950F | 22026212000003 | 950 |  | 1820 | 692 | 801
|  | MKA-1200F | 22026212000037 | 1200 |  | 1957 | 744 | 853
|  | MKA-1500F | 22026212000001 | 1400 |  | 2054 | 781 | 890
|  | T-MBQ4-02C | 12112900000322 |  | Panel for common cassette | 286 | 109

## DC 2-4-Pipe FCU
series | type | Midea model | Factory code | Capacity (CFM) | Description of Goods |  | 0.38
[6 empty] | Прайс Лист (розница) | Цена со скидкой 62%
Cassette | Compact Four-way cassette | MKD-V300 | 22026212000026 | 300 | 1. Compact Four way cassette type 2. Two pipe fancoil; 3.Build-in drain pump with 500mm head 4.RM 12 standard 5. Customized XYE and PQE port to connected to central controller and ModBus gateway | 995 | 379
|  | MKD-V400 | 22026212000021 | 400 |  | 1066 | 406
|  | MKD-V500 | 22026212000054 | 500 |  | 1164 | 443
|  | T-MBQ4-03B |  |  | Panel for compact cassette | 143 | 55
|  | 12126200000215 | 12126200000215 |  | FCU drain pan | 26 | 10
| Four-way cassette | MKA-V600R | 22026212000022 | 600 | 1. Common Four way cassette type 2. Two pipe fancoil; 4. Drain pan 5.Build-in drain pump with 750mm head 6.RM 12 standard 7. Customized XYE and PQE port to connected to central controller and ModBus gateway | 1138 | 433
|  | MKA-V750R | 22026212000016 | 750 |  | 1209 | 460
|  | MKA-V850R | 22026212000047 | 850 |  | 1333 | 507
|  | MKA-V950R | 22026212000056 | 950 |  | 1417 | 539
|  | MKA-V1200R | 22026212000032 | 1200 |  | 1476 | 561
|  | MKA-V1500R | 22026212000025 | 1500 |  | 1554 | 591
|  | T-MBQ4-02C | 12112900000322 |  | Panel for common cassette | 286 | 109
| One-way cassette | MKC-V300R-B | 22026212000073 | 300 | 1. one-way cassette 2.Brand new design with ultrathin frame; 3. Drain pan 4.Build-in drain pump with 750mm head 5.RM 12 standard 6. Customized XYE and PQE port to connected to central controller and ModBus gateway | 1073 | 408
|  | MKC-V400R-B | 22026212000072 | 400 |  | 1274 | 485
|  | MKC-V600R-B | 22026212000071 | 600 |  | 1378 | 524
|  | MBQ1-02D | 12112900000376 |  | Panel for one-way cassette(300/400) | 221 | 84
|  | MBQ1-01D | 22012900000410 |  | Panel for one-way cassette(600) | 384 | 146
|  | MKG-V200C | 22026213000016 | 200 |  | 1066 | 406
| A panel | MKG-V250C | 22026213000016 | 250 | 1. new panel 2. Integral 3-way valve 3. Two pipe fancoil 4. RM 12 standard 5. Customized XYE and PQE port to connected to central controller and ModBus gateway | 1131 | 430
|  | MKG-V300C | 22026213000017 | 300 |  | 1164 | 443
|  | MKG-V400C | 22026213000018 | 400 |  | 1203 | 458
|  | MKG-V500C | 22026213000019 | 500 |  | 1294 | 492
|  | MKG-V600C | 22026213000020 | 600 |  | 1320 | 502
New Ceiling &Floor | 3-row | MKH1-V150-R3 | 借22026214000069 | 150 | 1. DC fan motor 2. 7 fan speed control 3. 200mm thickness 4. Flexible installation; 5. Build-in drain pan for heat exchanger 6. Customized XYE and PQE port to connected to central controller and ModBus gateway | 930 | 354
|  | MKH1-V250-R3 | 借22026214000077 | 250 |  | 1021 | 388
|  | MKH1-V350-R3 | 借22026214000068 | 300 |  | 1118 | 425
|  | MKH1-V500-R3 | 借22026214000075 | 500 |  | 1177 | 448
|  | MKH1-V700-R3 | 借22026214000088 | 700 |  | 1268 | 482
|  | MKH1-V800-R3 | 借22026214000074 | 800 |  | 1430 | 544
| 4-row | MKH1-V150-R4 | 借22026214000073 | 150 |  | 956 | 364
|  | MKH1-V250-R4 | 借22026214000078 | 250 |  | 1060 | 403
|  | MKH1-V350-R4 | 借22026214000076 | 300 |  | 1170 | 445
|  | MKH1-V500-R4 | 借22026214000070 | 500 |  | 1248 | 475
|  | MKH1-V700-R4 | 借22026214000087 | 700 |  | 1333 | 507
|  | MKH1-V800-R4 | 借22026214000067 | 800 |  | 1521 | 578
| 3-row | MKH2-V150-R3 | 22026214000069 | 150 | 1. DC fan motor 2. 7 fan speed control 3. 200mm thickness 4. Flexible installation 5. Build-in drain pan for heat exchanger 6. Customized XYE and PQE port to connected to central controller and ModBus gateway | 930 | 354
|  | MKH2-V250-R3 | 22026214000077 | 250 |  | 1021 | 388
|  | MKH2-V350-R3 | 22026214000068 | 300 |  | 1118 | 425
|  | MKH2-V500-R3 | 22026214000075 | 500 |  | 1177 | 448
|  | MKH2-V700-R3 | 22026214000088 | 700 |  | 1268 | 482
|  | MKH2-V800-R3 | 22026214000074 | 800 |  | 1430 | 544
| 4-row | MKH2-V150-R4 | 22026214000073 | 150 |  | 956 | 364 | 439
|  | MKH2-V250-R4 | 22026214000078 | 250 |  | 1060 | 403 | 478
|  | MKH2-V350-R4 | 22026214000076 | 300 |  | 1170 | 445 | 520
|  | MKH2-V500-R4 | 22026214000070 | 500 |  | 1248 | 475 | 550
|  | MKH2-V700-R4 | 22026214000087 | 700 |  | 1333 | 507 | 582
|  | MKH2-V800-R4 | 22026214000067 | 800 |  | 1521 | 578 | 653
| 3-row | MKH3-V150-R3 | 借22026214000069 | 150 | 1. DC fan motor 2. 7 fan speed control 3. 200mm thickness 4. Flexible installation 5. Build-in drain pan for heat exchanger 6. Customized XYE and PQE port to connected to central controller and ModBus gateway | 858 | 327
|  | MKH3-V250-R3 | 借22026214000077 | 250 |  | 943 | 359
|  | MKH3-V350-R3 | 借22026214000068 | 300 |  | 1047 | 398
|  | MKH3-V500-R3 | 借22026214000075 | 500 |  | 1112 | 423
|  | MKH3-V700-R3 | 借22026214000088 | 700 |  | 1196 | 455
|  | MKH3-V800-R3 | 借22026214000074 | 800 |  | 1378 | 524
| 4-row | MKH3-V150-R4 | 借22026214000073 | 150 |  | 897 | 341
|  | MKH3-V250-R4 | 借22026214000078 | 250 |  | 988 | 376
|  | MKH3-V350-R4 | 借22026214000076 | 300 |  | 1092 | 415
|  | MKH3-V500-R4 | 借22026214000070 | 500 |  | 1196 | 455
|  | MKH3-V700-R4 | 借22026214000087 | 700 |  | 1287 | 490
|  | MKH3-V800-R4 | 借22026214000067 | 800 |  | 1482 | 564
Duct | DC CBS 3-row duct default value of ESP is 12Pa, and 30/50 Pa can be adjust by dial switch | MKT3-V200G12-CR | 22026211000620 | 200 | 1. Remote on/off (CN55) 2. Drain pump with sensor (CN190+CN5) not available 3. Connecting to gateways (PQE, XYE,CN99) 4. Drain pan standard RIGHT CONNETCTION | 793 | 302
|  | MKT3-V300G12-CR | 22026211000626 | 300 |  | 891 | 339
|  | MKT3-V400G12-CR | 22026211000627 | 400 |  | 936 | 356
|  | MKT3-V500G12-CR | 22026211000623 | 500 |  | 969 | 369
|  | MKT3-V600G12-CR | 22026211000625 | 600 |  | 1008 | 384
|  | MKT3-V700G12-CR | 22026211000624 | 700 |  | 1242 | 472
|  | MKT3-V800G12-CR | 22026211000621 | 800 |  | 1450 | 551
|  | MKT3-V1000G12-CR | 22026211000622 | 1000 |  | 1502 | 571
|  | MKT3-V1200G12-CR | 22026211000628 | 1200 |  | 1677 | 638
|  | MKT3-V1400G12-CR | 22026211000629 | 1400 |  | 1872 | 712
Cassette | Compact Four-way cassette | MKD-V300FA | 22026212000011 | 300 | 1. Compact Four way cassette type 2. Four pipe fancoil; 3.Build-in drain pump with 500mm head 4.RM 12 standard 5. Customized XYE and PQE port to connected to central controller and ModBus gateway | 1099 | 418
|  | MKD-V400FA | 22026212000048 | 400 |  | 1183 | 450
|  | MKD-V500FA | 22026212000042 | 500 |  | 1268 | 482
|  | T-MBQ4-03B | 12112900000382 |  | Panel for compact cassette | 143 | 55
|  | 12126200000215 | 12126200000215 |  | FCU drain pan | 26 | 10
| Four-way cassette | MKA-V600FA | 22026212000005 | 600 | 1. Common Four way cassette type 2. Four pipe fancoil; 4. Drain pan 5.Build-in drain pump with 750mm head 6.RM 12 standard 7. Customized XYE and PQE port to connected to central controller and ModBus gateway | 1352 | 514
|  | MKA-V750FA | 22026212000060 | 750 |  | 1541 | 586
|  | MKA-V850FA | 22026212000029 | 850 |  | 1658 | 631
|  | MKA-V950FA | 22026212000019 | 950 |  | 1729 | 658
|  | MKA-V1200FA | 22026212000058 | 1200 |  | 1859 | 707
|  | MKA-V1500FA | 22026212000062 | 1500 |  | 1944 | 739
|  | T-MBQ4-02C | 12112900000322 |  | Panel for common cassette | 286 | 109
Duct | 4 rows customized | MKT4-V200FG30-CR | 22026211000661 | 200 | Right connection | 793 | 302
|  | MKT4-V300FG30-CR | 22026211000662 | 300 |  | 871 | 331
|  | MKT4-V400FG30-CR | 22026211000667 | 400 |  | 930 | 354
|  | MKT4-V500FG30-CR | 22026211000660 | 500 |  | 962 | 366
|  | MKT4-V600FG30-CR | 22026211000668 | 600 |  | 1001 | 381
|  | MKT4-V700FG30-CR | 22026211000669 | 700 |  | 1196 | 455
|  | MKT4-V800FG30-CR | 22026211000666 | 800 |  | 1482 | 564
|  | MKT4-V1000FG30-CR | 22026211000663 | 1000 |  | 1521 | 578
|  | MKT4-V1200FG30-CR | 22026211000665 | 1200 |  | 1703 | 648
|  | MKT4-V1400FG30-CR | 22026211000664 | 1400 |  | 1872 | 712
Ceiling&Floor | 4-row | MKH1-V150F-R4 | 借22026215000086 | 150 | 1. DC fan motor 2. 7 fan speed control 3. 200mm thickness 4. Flexible installation 5.Four pipe fancoil; 5. Build-in drain pan for heat exchanger 6. Customized XYE and PQE port to connected to central controller and ModBus gateway | 1008 | 384
|  | MKH1-V250F-R4 | 借22026215000087 | 250 |  | 1131 | 430
|  | MKH1-V350F-R4 | 借22026215000088 | 350 |  | 1235 | 470
|  | MKH1-V500F-R4 | 借22026215000089 | 500 |  | 1268 | 482
|  | MKH1-V700F-R4 | 借22026215000090 | 700 |  | 1430 | 544
|  | MKH1-V800F-R4 | 借22026215000091 | 800 |  | 1619 | 616
Ceiling&Floor | 4-row | MKH2-V150F-R4 | 借22026215000086定制 可参考L2020011800002 | 150 | 1. DC fan motor 2. 7 fan speed control 3. 200mm thickness 4. Flexible installation 5.Four pipe fancoil; 5. Build-in drain pan for heat exchanger 6. Customized XYE and PQE port to connected to central controller and ModBus gateway | 1008 | 384
|  | MKH2-V250F-R4 | 借22026215000087定制 可参考L2020011800002 | 250 |  | 1131 | 430
|  | MKH2-V350F-R4 | 借22026215000088定制 可参考L2020011800002 | 350 |  | 1235 | 470
|  | MKH2-V500F-R4 | 借22026215000089定制 可参考L2020011800002 | 500 |  | 1268 | 482
|  | MKH2-V700F-R4 | 借22026215000090定制 可参考L2020011800002 | 700 |  | 1430 | 544
|  | MKH2-V800F-R4 | 借22026215000091定制 可参考L2020011800002 | 800 |  | 1619 | 616
Ceiling&Floor | 4-row | MKH3-V150F-R4 | 借22026215000086 | 150 |  | 988 | 376
|  | MKH3-V250F-R4 | 借22026215000087 | 250 |  | 1112 | 423
|  | MKH3-V350F-R4 | 借22026215000088 | 350 |  | 1203 | 458
|  | MKH3-V500F-R4 | 借22026215000089 | 500 |  | 1248 | 475
|  | MKH3-V700F-R4 | 借22026215000090 | 700 |  | 1411 | 537
|  | MKH3-V800F-R4 | 借22026215000091 | 800 |  | 1586 | 603
Accessories |  | TWVK42 | 15426200000494 |  | is for 2nd four pipe ceiling & floor FCU 150-700R3/R4 | 1164 | 443
|  | TWVK45 | 15426200000493 |  | is for 2nd four pipe ceiling & floor FCU 800R3/R4 | 657 | 250
|  | CE-FP-204K/CSBP2.2 | 12126200000673 |  | Drainage pan for V8 platform 2-pipe 4-way cassette | 39 | 15
|  | CE-FP-204K/CBP2.ZL | 15426200000796 |  | 3-way valve kit for MKAV-1200*-C | 618 | 235
|  | CE-FP-102K/CBP2.ZL | 15426200000792 |  | 3-way valve kit for MKAV-600/700/800/1000*-C | 605 | 230

## Modular chiller
0.38
Series | Type | Midea model | Code | Description of Goods | Capacity (kw) | Прайс Лист (розница) | Цена со скидкой 62%
Air cooled modular chiller | Scroll type - R410a T3 Condition | MGBT-F180W/RN1 |  | • WFS-1001-H • Remote controller KJRM-120D/BMK-E Modbus • XYE (Modbus protocol) • Shell&tube evaporator • EXV • PQE • Scroll type • Sequential phase relay • Default water temperature 7C/12C • Remote On/Off • Remote heating/cooling function | 180 | 65984 | 25074
Air cooled modular chiller | Scroll type - R410a, LAK | MGBL-F200W/RN1 | 22027120000044 | Scroll type; R410a, LAK • WFS-1001-H • Remote controller KJRM-120D/BMK-E Modbus • XYE (Modbus protocol) • Shell&tube evaporator • EXV • PQE • Scroll type • Sequential phase relay • Default water temperature 7C/12C • Remote On/Off • Remote heating/cooling function | 185 | 58916 | 22389
|  | MC-SS35-RN1L-B | 22027120000067 |  | 35 | 13794 | 5242
|  | MC-SS65/RN1L | 22027120000030 |  | 65 | 22154 | 8419
|  | MC-SS80/RN1L | 22027120000003 |  | 80 | 30036 | 11414
Chiller King Series | Chiller King Series (НЕ ПРЕДЛАГАЕМ ЭТУ МОДЕЛЬ) | MC-SS65/RN1 | 21027120000258 | 1. Shell-tube type T1 application 2. R410A 3. Remote controller KJRM-120D/BMK-E Modbus | 65 | 21049 | 7999
|  | MC-SS130/RN1 | 21027120000238 |  | 130 | 37945 | 14420
Chiller King Plus | Chiller King Plus | MC-SS130-RN1TL | 22027120000458 | Shell-tube type T3 application Remote controller KJRM-120D/BMK-E Modbus | 130 | 39732 | 15099
|  | MC-SS260-RN1TL | 22027120000478 |  | 260 | 78177 | 29708
| Controller | KJR-120A/MBTE |  | New wired controller for modular chiller, with weekly timer function, compatible with air-cooled modular Lon-work/BACnet Gateway and upper computer software. |  | 363 | 138
| Controller | KJRM-120D/BMK-E |  | New touch-screen wired controller for modular chiller and Mini Chiller |  | 501 | 191
| Controller | KJR-120H/BMWK03-E | 17317100003115 |  |  | 451 | 172
| Controller | KJR-120K/BMKO-E | 17317100006835 |  |  | 578 | 220
| flow switch | WFS-1001-H |  | Paddle type water flow switch | / | 677 | 258
mini Chiller | Controller | KJR-120F1/BMK-E | 17317100000066 | New touch-screen wired controller for modular chiller and Mini Chiller | / | 501 | 191
| mini chiller | MGC-V5WD2N8-B2 | 22025314000599 | 1.220-240V-1N~50Hz 2.DC inverter compressors + DC fan motor 3.Built-in hydraulic module 4.Plate heat exchanger 5. KJRH-120K/BMKO-E as standard | 5 | 5632 | 2141
|  | MGC-V7WD2N8-B2 | 22025314000591 |  | 7 | 6243 | 2373
|  | MGC-V9WD2N8-B2 | 22025314000592 |  | 9 | 7926 | 3012
|  | MGC-V12WD2N8-B2 | 借用22025314000593 |  | 12 | 8778 | 3336
|  | MGC-V14WD2N8-B2 | 借用22025314000594 |  | 14 | 9312 | 3539
|  | MGC-V16WD2N8-B2 | 借用22025314000595 |  | 16 | 9818 | 3731
|  | MGC-V18WD2N8-B2 | 22025314000991 |  | 18 | 10192 | 3873
|  | MGC-V12WD2RN8-B | 22025314000596 | 1.380-400V-3N~50Hz 2.DC inverter compressors + DC fan motor 3.Built-in hydraulic module 4.Plate heat exchanger 5. KJRH-120K/BMKO-E as standard | 12 | 10192 | 3873
|  | MGC-V14WD2RN8-B | 22025314000597 |  | 14 | 10269 | 3903
|  | MGC-V16WD2RN8-B | 22025314000598 |  | 16 | 11248 | 4275
Aqua thermal |  | MC-SU75-RN8L-B | 22027120000398 | R32 R32 KJRM-120H2/BMWK Modbus | 75 | 21681 | 8239
|  | MC-SU90-RN8L-B | 22027120000378 | Modbus RTU R32 KJRM-120H2/BMWK Modbus | 90 | 30938 | 11757
| эта модель идет на замену стандартной MC-SS130/RN1 | MC-SU140-RN8L-B | 22027120000418 | Without hydraulic module can be customized R32 KJRM-120H2/BMWK Modbus | 140 | 40926 | 15552
|  | MC-SU180-RN8L-B | 22027120000438 | R32 KJRM-120H2/BMWK Modbus | 180 | 88022 | 33449
Aqua thermal（M) |  | MC-SU75M-RN8L-B | 22027120000398 | R32With hydraulic module | 75 | 26560 | 10093
|  | MC-SU90M-RN8L-B | 22027120000378 | Modbus RTU, With hydraulic module | 90 | 37719 | 14334
|  | MC-SU140M-RN8L-B | 22027120000418 | With hydraulic module | 140 | 50424 | 19162
|  | MC-SU180M-RN8L-B | 22027120000438 | With hydraulic module | 180 | 102498 | 38950
|  | GW-BAC(MC) | 17211200002201 |  |  | 7832 | 2977
Aqua thermal Super /T1/LA DC Inverter Plate heat exchanger T1 application LA | R32 | MH-SU50-RN8L | 借22025314000671 方案号L2023071466341 | DC Inverter commercial type heat pump Plate heat exchanger | 50 | 31433 | 11945
| R32 | MH-SU65-RN8L | 22025314000671 |  | 65 | 32709 | 12430
| R32 | MH-SU75-RN8L | 借22025314000671 方案号L2022122744465 |  | 75 | 33908 | 12886
| R32 | MH-SU110-RN8L | 22025314000691 |  | 110 | 53686 | 20401
| R32 | MH-SU140-RN8L | 借22025314000691 方案号L2022122744465 |  | 140 | 55319 | 21022
| R32 | MH-SU50M-RN8L | 借22025314000671 |  | 50 | 40722 | 15475
| R32 | MH-SU65M-RN8L | 22025314000671 |  | 65 | 42240 | 16052
| R32 | MH-SU75M-RN8L | 借22025314000671 |  | 75 | 44396 | 16871
| R32 | MH-SU110M-RN8L | 22025314000691 |  | 110 | 63333 | 24067
| R32 | MH-SU140M-RN8L | 借22025314000691 |  | 140 | 65830 | 25016

## Heat Pump
0.38
Series | Type | Midea Model | Factory Code | Description of Goods | Capacity (kw) | Прайс Лист (розница) | Цена со скидкой 62%
M thermal Arctic | Mono | MHC-V4W/D2N8-B | 22025314000658 | R32 220-240V~50Hz | 4 | 7861 | 2988
|  | MHC-V6W/D2N8-B | 22025314000654 |  | 6 | 8094 | 3076
|  | MHC-V8W/D2N8-B | 22025314000657 |  | 8 | 8944 | 3399
|  | MHC-V10W/D2N8-B | 22025314000656 |  | 10 | 9058 | 3443
|  | MHC-V12W/D2N8-B | 22025314000651 |  | 12 | 11748 | 4465
|  | MHC-V14W/D2N8-B | 22025314000652 |  | 14 | 11902 | 4523
|  | MHC-V16W/D2N8-B | 22025314000653 |  | 16 | 12096 | 4597
|  | MHC-V12W/D2RN8-B | 22025314000659 | R32 380-415V~3N-50Hz | 12 | 12193 | 4634
|  | MHC-V14W/D2RN8-B | 22025314000655 |  | 14 | 12466 | 4738
|  | MHC-V16W/D2RN8-B | 22025314000660 |  | 16 | 12854 | 4885
|  | MHC-V18W/D2RN8 | 22025314000491 |  | 18 | 16263 | 6180
|  | MHC-V22W/D2RN8 | 22025314000493 |  | 22 | 16701 | 6347
|  | MHC-V26W/D2RN8 | 22025314000471 |  | 26 | 16986 | 6455
|  | MHC-V30W/D2RN8 | 22025314000492 |  | 30 | 17271 | 6563
| Split ODU | MHA-V4W/D2N8-B | 22025314000618 | R32 220-240V~50Hz | 4 | 3723 | 1415
|  | MHA-V6W/D2N8-B | 22025314000613 |  | 6 | 3728 | 1417
|  | MHA-V8W/D2N8-B | 22025314000616 |  | 8 | 4247 | 1614
|  | MHA-V10W/D2N8-B | 22025314000614 |  | 10 | 4515 | 1716
|  | MHA-V12W/D2N8-B | 22025314000634 |  | 12 | 6584 | 2502
|  | MHA-V14W/D2N8-B | 22025314000615 |  | 14 | 6886 | 2617
|  | MHA-V16W/D2N8-B | 借22025314000615 |  | 16 | 7046 | 2678
|  | MHA-V12W/D2RN8-B | 22025314000611 | R32 380-415V~3N-50Hz | 12 | 7314 | 2780
|  | MHA-V14W/D2RN8-B | 22025314000637 |  | 14 | 7433 | 2825
|  | MHA-V16W/D2RN8-B | 借22025314000637 |  | 16 | 7621 | 2896
| Split hydraulic module | HB-A60/CGN8-B | 22025314000433 | R32，380-415V~3N-50Hz additional electrical heater: 3kw: 88 USD, 9kw: 120 USD | 6 | 4486 | 1705
|  | HB-A100/CGN8-B | 22025314000432 |  | 10 | 4549 | 1729
|  | HB-A160/CGN8-B | 22025314000431 |  | 14 | 4680 | 1779
| Split IDU with tank | HBT-A100/190CD30GN8-B | 22025331000061 | R32 3kw heater: 220-240V~50Hz 9kw heater: 380-415V~3N-50Hz | 190L | 10181 | 3869
|  | HBT-A160/240CD30GN8-B | 22025331000062 |  | 240L | 11913 | 4527
|  | HBT-A160/240CDS90GN8-B | 22025331000062 |  | 240L | 12489 | 4746
|  | HBT-A100/240CD30GN8-B | 22025331000062 |  | 240L | 12107 | 4601
|  | HBT-A100/240CDS90GN8-B | 22025331000062 |  | 240L | 12683 | 4820
Commercial type Heat pump water heater | Commercial type Heat pump water heater | RSJ-120/ZN1-540V1 | 22025310000369 | 220-240V-1N~50Hz | 12 | 8237 | 3131
|  | RSJ-200/SZN1-540V1 | 22025313000087 | 380-415V 3N~50Hz | 20 | 10175 | 3867
|  | RSJ-420/SZN1-H | 22025313000006 |  | 42 | 17574 | 6679
|  | RSJ-800/SZN1-H | 22025310000017 |  | 80 | 35808 | 13608
pool heat pump |  | MSC-70D2N8-A | 22025320000026 | 220-240V~50Hz | 7 | 3631 | 1380
|  | MSC-90D2N8-A | 22025320000024 | 220-240V~50Hz | 9 | 3882 | 1476
|  | MSC-120D2N8-A | 22025320000025 | 220-240V~50Hz | 12 | 4036 | 1534
|  | MSC-160D2N8-A | 22025318000002 | 220-240V~50Hz | 16 | 4908 | 1866
|  | MSC-200D2N8-A | 22025318000001 | 220-240V~50Hz | 20 | 5068 | 1926
M thermal Fit Series | Split | ORS6A8HCD-F | 借用22025314001016 | 220-240V~50Hz | 6 | 2982 | 1134
|  | ORS8A8HCD-F | 借用22025314001017 | 220-240V~50Hz | 8 | 3255 | 1237
|  | ORS11A8HCD-F | 借用22025314001011 | 220-240V~50Hz | 11 | 4218 | 1603
|  | ORS14A8HCD-F | 借用22025314001021 | 220-240V~50Hz | 14 | 5883 | 2236
|  | ORS16A8HCD-F | 借用22025314001020 | 220-240V~50Hz | 16 | 6145 | 2336
|  | ORS14TA8HCD-F | 借用22025314001013 | 380-415V~3N-50Hz | 14 | 6345 | 2412
|  | ORS16TA8HCD-F | 借用22025314001014 | 380-415V~3N-50Hz | 16 | 6612 | 2513
| Split Module | OW8A8-F | 借用22010600000251 | 220-240V~50Hz | 8 | 3660 | 1391
|  | OW11A8-F | 借用22010600000252 | 220-240V~50Hz | 11 | 3888 | 1478
|  | OW16A8-F | 借用22010600000252 | 220-240V~50Hz | 16 | 4047 | 1538
M thermal Hygge Series | Split | ORS12A8HCD-H | 22025314000932 | 220-240V~50Hz | 12 | 6709 | 2550
|  | ORS14A8HCD-H | 22025314000934 | 220-240V~50Hz | 14 | 6972 | 2650
|  | ORS16A8HCD-H | 22025314000935 | 220-240V~50Hz | 16 | 7114 | 2704
|  | ORS12TA8HCD-H | 22025314000936 | 380-415V~3N-50Hz | 12 | 7302 | 2775
|  | ORS14TA8HCD-H | 22025314000933 | 380-415V~3N-50Hz | 14 | 7428 | 2823
|  | ORS16TA8HCD-H | 22025314000931 | 380-415V~3N-50Hz | 16 | 7524 | 2860
| Split Module | OW16A8-H | 借用22010600000232 | 220-240V~50Hz | 16 | 4030 | 1532
M thermal Nature | Mono | MHC-V8WD2N7-B | 22025314000859 | 220～240V～ 50Hz | 8 | 11628 | 4419
|  | MHC-V10WD2N7-B | 22025314000851 | 220～240V～ 50Hz | 10 | 12569 | 4777
|  | MHC-V12WD2N7-B | 22025314000853 | 220～240V～ 50Hz | 12 | 14273 | 5424
|  | MHC-V14WD2N7-B | 22025314000852 | 220～240V～ 50Hz | 14 | 14541 | 5526
|  | MHC-V16WD2N7-B | 22025314000854 | 220～240V～ 50Hz | 16 | 14781 | 5617
|  | MHC-V8WD2RN7-B | 22025314000860 | 380-415V~3N-50Hz | 8 | 12951 | 4922
|  | MHC-V10WD2RN7-B | 22025314000858 | 380-415V~3N-50Hz | 10 | 13908 | 5286
|  | MHC-V12WD2RN7-B | 22025314000856 | 380-415V~3N-50Hz | 12 | 14798 | 5624
|  | MHC-V14WD2RN7-B | 22025314000855 | 380-415V~3N-50Hz | 14 | 15140 | 5754
|  | MHC-V16WD2RN7-B | 22025314000857 | 380-415V~3N-50Hz | 16 | 15613 | 5933
Mars | Mono | MHC-V26WD2RN7 | 22025314001031 | 380-415V~3N-50Hz | 26 | 23142 | 8794
|  | MHC-V30WD2RN7 | 22025314000912 | 380-415V~3N-50Hz | 30 | 24471 | 9299
|  | MHC-V35WD2RN7 | 22025314000911 | 380-415V~3N-50Hz | 35 | 25639 | 9743

## Rooftop
0.38
Series | Type | Midea model | BOM CODE | Description of Goods | Capacity (kw) | Прайс Лист (розница) | Цена со скидкой 62%
Clima Creator | Heat pump | MRC-075HWN1-R(C ) | 22027710000302 | 1. R410A 2. Cooling & heating 3. 380V/3ph/50hz; 4. side discharge | 27 | 10158 | 3861
|  | MRC-100HWN1-R(C) | 22027710000048 |  | 35 | 13527 | 5141
|  | MRC-125HWN1-R(C) | 22027710000164 |  | 43 | 18833 | 7157
|  | MRC-150HWN1-R(C) | 22027710000157 |  | 53 | 21364 | 8119
|  | MRC-175HWN1-R(C) | 22027710000111 |  | 62 | 25713 | 9771
|  | MRC-200HWN1-R(C) | 22027710000158 |  | 70 | 26802 | 10185
|  | MRC-250HWN1-R(C) | 22027710000289 |  | 88 | 32929 | 12514
|  | MRC-300HWN1-R(C) | 22027710000321 |  | 105 | 42927 | 16313
| Cooling only | MRCT-062CWN1-R(C) | 22027710000020 | 1. R410A 2. Cooling only type; 3. 380V/3ph/50hz; 4. Tropical type 5. side discharge(Up&down) | 22 | 9605 | 3650
|  | MRCT-075CWN1-R(C) | 22027710000021 |  | 27 | 10887 | 4138
|  | MRCT-085CWN1-R(D) | 22027710000351 |  | 30 | 12501 | 4751
|  | MRCT-100CWN1-R(D) | 22027710000350 |  | 35 | 12865 | 4889
|  | MRCT-125CWN1-R(C) | 22027710000029 |  | 44 | 17733 | 6739
|  | MRCT-150CWN1-R(C) | 22027710000222 |  | 53 | 22191 | 8433
|  | MRCT-175CWN1-R(C) | 22027710000094 |  | 62 | 24756 | 9408
|  | MRCT-200CWN1-R(C) | 22027710000224 |  | 70 | 27879 | 10595
|  | MRCT-250CWN1-R(C) | 22027710000364 |  | 88 | 32137 | 12213
|  | MRCT-300CWN1-R(C) | 22027710000363 |  | 105 | 42517 | 16157

## OLD V8 (hidden)
Series | Power Supply | MDV model | MDV model (JAC) |  | Factory code | Description | Capacity Kw | Unit price (CNY) | Questions
V8 Master | 380-415V ~ 3N ~ 50/60Hz | MDVO-V8252V2R1A(MA) | MDV-V8252V2R1A(MA) | MV8-252WV2GN1(MA) | 22027020002389 | 1.Chassis electrical heater 2.Automatic refrigerant charging 3.Bluetooth module (with black box) 4.single outdoor unit ratio 200% 5. V8 system can connect 30% indoor units 6. Auto dust-clean function 7. Humidity control (in IDU) | 25.2 | 20665
|  | MDVO-V8280V2R1A(MA) | MDV-V8280V2R1A(MA) | MV8-280WV2GN1(MA) | 22027020002392 |  | 28 | 21296
|  | MDVO-V8335V2R1A(MA) | MDV-V8335V2R1A(MA) | MV8-335WV2GN1(MA) | 22027020002305 |  | 33.5 | 23659
|  | MDVO-V8400V2R1A(MA) | MDV-V8400V2R1A(MA) | MV8-400WV2GN1(MA) | 22027020002397 |  | 40 | 27665
|  | MDVO-V8450V2R1A(MA) | MDV-V8450V2R1A(MA) | MV8-450WV2GN1(MA) | 22027020002391 |  | 45 | 28877
|  | MDVO-V8500V2R1A(MA) | MDV-V8500V2R1A(MA) | MV8-500WV2GN1(MA) | 22027020002265 |  | 50 | 34597
|  | MDVO-V8560V2R1A(MA) | MDV-V8560V2R1A(MA) | MV8-560WV2GN1(MA) | 22027020002347 |  | 56 | 35493
|  | MDVO-V8615V2R1A(MA) | MDV-V8615V2R1A(MA) | MV8-615WV2GN1(MA) | 22027020002346 |  | 61.5 | 37889
|  | MDVO-V8670V2R1A(MA) | MDV-V8670V2R1A(MA) | MV8-670WV2GN1(MA) | 22027020002345 |  | 67 | 42614
|  | MDVO-V8730V2R1A(MA) | MDV-V8730V2R1A(MA) | MV8-730WV2GN1(MA) | 22027020002365 |  | 73 | 44593
|  | MDVO-V8785V2R1A(MA) | MDV-V8785V2R1A(MA) | MV8-785WV2GN1(MA) | 22027020002286 |  | 78.5 | 46667
|  | MDVO-V8850V2R1A(MA) | MDV-V8850V2R1A(MA) | MV8-850WV2GN1(MA) | 22027020002285 |  | 85 | 50334
|  | MDVO-V8900V2R1A(MA) | MDV-V8900V2R1A(MA) | MV8-900WV2GN1(MA) | 22027020002393 |  | 90 | 50732
|  | MDVO-V8950V2R1A(MA) | MDV-V8950V2R1A(MA) | MV8-950WV2GN1(MA) | 22027020002390 |  | 95 | 52543
|  | MDVO-V81010V2R1A(MA) | MDV-V81010V2R1A(MA) | MV8-1010WV2GN1(MA) | 22027020002386 |  | 101 | 53165
|  | MDVO-V81060V2R1A(MA) | MDV-V81060V2R1A(MA) | MV8-1060WV2GN1(MA) | 22027020002425 |  | 106 | 57342
|  | MDVO-V81120V2R1A(MA) | MDV-V81120V2R1A(MA) | MV8-1120WV2GN1(MA) | 22027020002325 |  | 112 | 58653
V8i Master | 380-415V ~ 3N ~ 50/60Hz | MDVO-V8i252V2R1A(MA) | MDV-V8i252V2R1A(MA) | MV8i-252WV2GN1(MA) | 22027020002647 | 1.Chassis electrical heater 2.Automatic refrigerant charging 3.Bluetooth module (with black box) 4.single outdoor unit ratio 200% 5. V8 system can connect 30% indoor units 6. Auto dust-clean function 7. Humidity control (in IDU) | 25.2 | 17009
|  | MDVO-V8i280V2R1A(MA) | MDV-V8i280V2R1A(MA) | MV8i-280WV2GN1(MA) | 22027020002633 |  | 28 | 17326
|  | MDVO-V8i335V2R1A(MA) | MDV-V8i335V2R1A(MA) | MV8i-335WV2GN1(MA) | 22027020002646 |  | 33.5 | 19897
|  | MDVO-V8i400V2R1A(MA) | MDV-V8i400V2R1A(MA) | MV8i-400WV2GN1(MA) | 22027020002637 |  | 40 | 23269
|  | MDVO-V8i450V2R1A(MA) | MDV-V8i450V2R1A(MA) | MV8i-450WV2GN1(MA) | 22027020002623 |  | 45 | 23639
|  | MDVO-V8i500V2R1A(MA) | MDV-V8i500V2R1A(MA) | MV8i-500WV2GN1(MA) | 22027020002645 |  | 50 | 26331
|  | MDVO-V8i560V2R1A(MA) | MDV-V8i560V2R1A(MA) | MV8i-560WV2GN1(MA) | 22027020002629 |  | 56 | 27900
|  | MDVO-V8i615V2R1A(MA) | MDV-V8i615V2R1A(MA) | MV8i-615WV2GN1(MA) | 22027020002630 |  | 61.5 | 30410
|  | MDVO-V8i670V2R1A(MA) | MDV-V8i670V2R1A(MA) | MV8i-670WV2GN1(MA) | 22027020002627 |  | 67 | 33305
|  | MDVO-V8i730V2R1A(MA) | MDV-V8i730V2R1A(MA) | MV8i-730WV2GN1(MA) | 22027020002608 |  | 73 | 41820
|  | MDVO-V8i785V2R1A(MA) | MDV-V8i785V2R1A(MA) | MV8i-785WV2GN1(MA) | 22027020002609 |  | 78.5 | 42156
|  | MDVO-V8i850V2R1A(MA) | MDV-V8i850V2R1A(MA) | MV8i-850WV2GN1(MA) | 22027020002619 |  | 85 | 43529
|  | MDVO-V8i900V2R1A(MA) | MDV-V8i900V2R1A(MA) | MV8i-900WV2GN1(MA) | 22027020002618 |  | 90 | 46303
|  | MDVO-V8i950V2R1A(MA) | MDV-V8i950V2R1A(MA) | MV8i-950WV2GN1(MA) | 22027020002626 |  | 95 | 47109
|  | MDVO-V8i1010V2R1A(MA) | MDV-V8i1010V2R1A(MA) | MV8i-1010WV2GN1(MA) | 22027020002611 |  | 101 | 49221
|  | MDVO-V8i1060V2R1A(MA) | MDV-V8i1060V2R1A(MA) | MV8i-1060WV2GN1(MA) | 22027020002616 |  | 106 | 51244
|  | MDVO-V8i1120V2R1A(MA) | MDV-V8i1120V2R1A(MA) | MV8i-1120WV2GN1(MA) | 22027020002625 |  | 112 | 52765
|  | MDVO-V8i1170V2R1A(MA) | MDV-V8i1170V2R1A(MA) |  | 22027020002614 |  | 117 | 53421
V8S (Projects, CIS sales only) | 380-415V ~ 3N ~ 50/60Hz | MDVO-V8S252V2R1A | MDV-V8S252V2R1A |  | 22027020002412 | 1.Chassis electrical heater - не включено 2.Automatic refrigerant charging 3.Bluetooth module (with black box) 4.single outdoor unit ratio 200% 5. V8 system can connect 30% indoor units 6. Auto dust-clean function 7. Humidity control (in IDU) | 25.2 | 18888
|  | MDVO-V8S280V2R1A | MDV-V8S280V2R1A |  | 22027020002413 |  | 28 | 20092
|  | MDVO-V8S335V2R1A | MDV-V8S335V2R1A |  | 22027020002410 |  | 33.5 | 22239
|  | MDVO-V8S400V2R1A | MDV-V8S400V2R1A |  | 22027020002407 |  | 40 | 24313
|  | MDVO-V8S450V2R1A | MDV-V8S450V2R1A |  | 22027020002408 |  | 45 | 26280
|  | MDVO-V8S500V2R1A | MDV-V8S500V2R1A |  | 22027020002411 |  | 50 | 28567
|  | MDVO-V8S560V2R1A | MDV-V8S560V2R1A |  | 22027020002406 |  | 56 | 32075
|  | MDVO-V8S615V2R1A | MDV-V8S615V2R1A |  | 22027020002405 |  | 61.5 | 34079
|  | MDVO-V8S670V2R1A | MDV-V8S670V2R1A |  | 22027020002409 |  | 67 | 37220
Easyfit | 380-415V ~ 3N ~ 50/60Hz | MDVO-Vi252V2R1A | MDV-Vi252V2R1A | MVi-252WV2GN1(B) | 22027020002998 | 1.Auto dust-clean function 2.Automatic refrigerant charging 3.Bluetooth module (with black box) 4.Wide combination ratio 30%-200% 5. Humidity control (in IDU) | 25.2 | 16046
|  | MDVO-Vi280V2R1A | MDV-Vi280V2R1A | MVi-280WV2GN1(B) | 22027020003000 |  | 28 | 16432
|  | MDVO-Vi335V2R1A | MDV-Vi335V2R1A | MVi-335WV2GN1(B) | 22027020002999 |  | 33.5 | 18771
|  | MDVO-Vi400V2R1A | MDV-Vi400V2R1A | MVi-400WV2GN1(A) | 22027020002588 |  | 40 | 21764
|  | MDVO-Vi450V2R1A | MDV-Vi450V2R1A | MVi-450WV2GN1(A) | 22027020002589 |  | 45 | 22853
|  | MDVO-Vi500V2R1A | MDV-Vi500V2R1A | MVi-500WV2GN1(A) | 22027020002587 |  | 50 | 24841
|  | MDVO-Vi560V2R1A | MDV-Vi560V2R1A | MVi-560WV2GN1(A) | 22027020002585 |  | 56 | 26721
|  | MDVO-Vi615V2R1A | MDV-Vi615V2R1A | MVi-615WV2GN1(A) | 22027020002586 |  | 61.5 | 28689
|  | MDVO-Vi670V2R1A | MDV-Vi670V2R1A | MVi-670WV2GN1(A) | 22027020002590 |  | 67 | 31420
R410a V8 Mini | 380-415V 3N~ 50Hz | MDVO-V8M120V2R1B | MDV-V8M120V2R1B | MV8M-120WV2GN1 | 22027020002868 | 1.Chassis electrical heater 2.Bluetooth module (with black box) 3.combination ratio 50%-130% (with V6 IDU) 4. combination ratio 50%-160% (with V8 IDU) | 12 | 8208 | Model names are different from the first variant? (last letter was changed?)
|  | MDVO-V8M140V2R1B | MDV-V8M140V2R1B | MV8M-140WV2GN1 | 22027020002866 |  | 14 | 8954
|  | MDVO-V8M160V2R1B | MDV-V8M160V2R1B | MV8M-160WV2GN1 | 22027020002667 |  | 16 | 10075
| 220-240V ~ 50Hz | MDVO-V8M80V2R1E | MDV-V8M80V2R1E | MV8M-80WV2HN1 | 22027020002867 |  | 8 | 4921
|  | MDVO-V8M100V2R1E | MDV-V8M100V2R1E | MV8M-100WV2HN1 | 22027020002666 |  | 10 | 5728
|  | MDVO-V8M120V2R1E | MDV-V8M120V2R1E | MV8M-120WV2HN1 | 22027020002869 |  | 12 | 6881
|  | MDVO-V8M140V2R1E | MDV-V8M140V2R1E | MV8M-140WV2HN1 | 22027020002865 |  | 14 | 7509
|  | MDVO-V8M160V2R1E | MDV-V8M160V2R1E | MV8M-160WV2HN1 | 22027020002665 |  | 16 | 8452
|  | MDVO-V8M180V2R1E | MDV-V8M180V2R1E | MV8M-180WV2HN1 | 22027020002665 |  |  | 9513 | REPLY: Please find the correct model names highlight in yellow. Please chekc if need to change the MDV model name.
R32 V8 Mini | 380-415V 3N~ 50Hz | MDVO-V8M120V2R8B | MDV-V8M120V2R8B |  | 22027020002530 | 1.Chassis electrical heater 2.Bluetooth module (with black box) 3. combination ratio 50%-160% (with V8 IDU) | 12 | 8130
|  | MDVO-V8M140V2R8B | MDV-V8M140V2R8B |  | 22027020002529 |  | 14 | 8869
|  | MDVO-V8M160V2R8B | MDV-V8M160V2R8B |  | 22027020002526 |  | 16 | 9979
|  | MDVO-V8M180V2R8B | MDV-V8M180V2R8B |  | 22027020002245 |  | 18 | 10612
| 220-240V ~ 50Hz | MDVO-V8M80V2R8E | MDV-V8M80V2R8E |  | 22027020002527 |  | 8 | 5281
|  | MDVO-V8M100V2R8E | MDV-V8M100V2R8E |  | 22027020002246 |  | 10 | 5415
|  | MDVO-V8M120V2R8E | MDV-V8M120V2R8E |  | 22027020002528 |  | 12 | 6705
|  | MDVO-V8M140V2R8E | MDV-V8M140V2R8E |  | 22027020002531 |  | 14 | 7254
|  | MDVO-V8M160V2R8E | MDV-V8M160V2R8E |  | 22027020002525 |  | 16 | 7791
|  | MDVO-V8M180V2R8E | MDV-V8M180V2R8E |  | 22027020002225 |  | 18 | 8147
Compact Four-way cassette | 220-240V ~ 50/60Hz | MDVI3-15C4CVD | MDVI3-15C4CVD | MIH15Q4CHN18 | 22026012000977 | 1.Indoor temperature detection control 2.Humidity control 3. Independent power supply 4. Long-distance on/off function 5. Long-distance alarm function 6. X1X2, PQE, D1D2, M1M2 7. Build-in drain pump 8. Water level switch | 1.5 | 1289
|  | MDVI3-22C4CVD | MDVI3-22C4CVD | MIH22Q4CHN18 | 22026012000995 |  | 2.2 | 1391
|  | MDVI3-28C4CVD | MDVI3-28C4CVD | MIH28Q4CHN18 | 22026012000994 |  | 2, 8 | 1452
|  | MDVI3-36C4CVD | MDVI3-36C4CVD | MIH36Q4CHN18 | 22026012000996 |  | 3.6 | 1541
|  | MDVI3-45C4CVD | MDVI3-45C4CVD | MIH45Q4CHN18 | 22026012000980 |  | 4.5 | 1607
|  | MDVI3-56C4CVD | MDVI3-56C4CVD | MIH56Q4CHN18 | 22026012000998 |  | 5.6 | 1711
|  | MDVI3-63C4CVD | MDVI3-63C4CVD | MIH63Q4CHN18 | 22026012000979 |  | 6.3 | 1776
|  |  | MDV-MBQ4C-8PC | T-MBQ4C-8PC | 22012900003270 | panel for 1.5kw-6.3kw (compact cassette) |  | 320 | MDV design panel?
|  |  | MDV-MBQ4C-8PC(HS) | T-MBQ4C-8PC(HS) | 22012900003270 | panel for 1.5kw-6.3kw，include human sensor (compact cassette) |  | 387 | REPLY: please find the picture.Plesae noted that the factory code is different from what Chester sent.
Four-way cassette | 220-240V ~ 50/60Hz | MDVI3-28C4VD | MDVI3-28C4VD | MIH28Q4HN18 | 22026012001122 | 1.Indoor temperature detection control 2.Humidity control 3. Independent power supply 4. Long-distance on/off function 5. Long-distance alarm function 6. X1X2, PQE, D1D2, M1M2 7.Build-in drain pump 8. Water level switch | 2.8 | 1466
|  | MDVI3-36C4VD | MDVI3-36C4VD | MIH36Q4HN18 | 22026012001130 |  | 3.6 | 1545
|  | MDVI3-45C4VD | MDVI3-45C4VD | MIH45Q4HN18 | 22026012001124 |  | 4.5 | 1759
|  | MDVI3-56C4VD | MDVI3-56C4VD | MIH56Q4HN18 | 22026012001115 |  | 5.6 | 1842
|  | MDVI3-71C4VD | MDVI3-71C4VD | MIH71Q4HN18 | 22026012001132 |  | 7.1 | 2312
|  | MDVI3-80C4VD | MDVI3-80C4VD | MIH80Q4HN18 | 22026012001129 |  | 8 | 2411
|  | MDVI3-90C4VD | MDVI3-90C4VD | MIH90Q4HN18 | 22026012001123 |  | 9 | 2470
|  | MDVI3-100C4VD | MDVI3-100C4VD | MIH100Q4HN18 | 22026012001128 |  | 10 | 2622
|  | MDVI3-112C4VD | MDVI3-112C4VD | MIH112Q4HN18 | 22026012001133 |  | 11.2 | 3091
|  | MDVI3-140C4VD | MDVI3-140C4VD | MIH140Q4HN18 | 22026012001121 |  | 14 | 3282
|  |  | MDV-MBQ4-8PC | T-MBQ4-8PC | 22012900003290 | panel for 2.8kw-14kw (four-way cassette) |  | 432 | MDV design panel?
|  |  | MDV-MBQ4-8PC(HS) | T-MBQ4-8PC(HS) | 22012900003290 | panel for 2.8kw-14kw,include human sensor (four-way cassette) |  | 499 | REPLY: please find the picture.Plesae noted that the factory code is different from what Chester sent.
ARC Duct | 220-240V ~ 50/60Hz | MDVI3-15D1VD | MDVI3-15D1VD | MIH15T3HN18 | 22026011001494 | 1.Indoor temperature detection control 2.Humidity control 3.Independent power supply 4. Long-distance on/off function 5. Long-distance alarm function 6. X1X2, PQE, D1D2, M1M2 7. High-lift drain pump 8. Water level switch | 1.5 | 1296
|  | MDVI3-22D1VD | MDVI3-22D1VD | MIH22T3HN18 | 22026011001492 |  | 2.2 | 1342
|  | MDVI3-28D1VD | MDVI3-28D1VD | MIH28T3HN18 | 22026011001491 |  | 2.8 | 1397
|  | MDVI3-36D1VD | MDVI3-36D1VD | MIH36T3HN18 | 22026011001495 |  | 3.6 | 1445
|  | MDVI3-45D1VD | MDVI3-45D1VD | MIH45T3HN18 | 22026011001496 |  | 4.5 | 1588
|  | MDVI3-56D1VD | MDVI3-56D1VD | MIH56T3HN18 | 22026011001478 |  | 5.6 | 1623
|  | MDVI3-71D1VD | MDVI3-71D1VD | MIH71T3HN18 | 22026011001490 |  | 7.1 | 1836
|  | MDVI3-80D1VD | MDVI3-80D1VD | MIH80T3HN18 | 22026011001497 |  | 8 | 2165
|  | MDVI3-90D1VD | MDVI3-90D1VD | MIH90T3HN18 | 22026011001485 |  | 9 | 2270
|  | MDVI3-112D1VD | MDVI3-112D1VD | MIH112T3HN18 | 22026011001493 |  | 11.2 | 2341
Medium Static Pressure Duct | 220-240V ~ 50/60Hz | MDVI3-15D2VD | MDVI3-15D2VD | MIH15T2HN18 | 22026011001510 | 1.Indoor temperature detection control 2.Humidity control 3. Independent power supply 4. Long-distance on/off function 5. Long-distance alarm function 6. X1X2, PQE, D1D2, M1M2 7. High-lift drain pump 8. Water level switch | 1.5 | 1344
|  | MDVI3-22D2VD | MDVI3-22D2VD | MIH22T2HN18 | 22026011001505 |  | 2.2 | 1395
|  | MDVI3-28D2VD | MDVI3-28D2VD | MIH28T2HN18 | 22026011001515 |  | 2.8 | 1483
|  | MDVI3-36D2VD | MDVI3-36D2VD | MIH36T2HN18 | 22026011001498 |  | 3.6 | 1543
|  | MDVI3-45D2VD | MDVI3-45D2VD | MIH45T2HN18 | 22026011001503 |  | 4.5 | 1718
|  | MDVI3-56D2VD | MDVI3-56D2VD | MIH56T2HN18 | 22026011001513 |  | 5.6 | 1841
|  | MDVI3-71D2VD | MDVI3-71D2VD | MIH71T2HN18 | 22026011001518 |  | 7.1 | 2028
|  | MDVI3-80D2VD | MDVI3-80D2VD | MIH80T2HN18 | 22026011001516 |  | 8 | 2104
|  | MDVI3-90D2VD | MDVI3-90D2VD | MIH90T2HN18 | 22026011001499 |  | 9 | 2256
|  | MDVI3-112D2VD | MDVI3-112D2VD | MIH112T2HN18 | 22026011001500 |  | 11.2 | 2485
|  | MDVI3-125D2VD | MDVI3-125D2VD | MIH125T2HN18 | 22026011001511 |  | 12.5 | 2519
|  | MDVI3-140D2VD | MDVI3-140D2VD | MIH140T2HN18 | 22026011001511 |  | 14 | 2554
|  | MDVI3-160D2VD | MDVI3-160D2VD | MIH160T2HN18 | 22026011001511 |  | 16 | 2713
Wall-mounted unit | 220-240V ~ 50/60Hz | MDVI3-15WMVD | MDVI3-15WMVD | MIH15GHN18 | 22026010000509 | 1. Independent power supply 2. Horizontal swing 3. Drain Pump + Water level switch 4. Long-distance on/off function 5. Long-distance alarm function 6. X1X2, PQE, D1D2, M1M2 7. Panel Z-MD-C 8. Humidity control 9. Indoor temperature detection control | 1.5 | 1104
|  | MDVI3-22WMVD | MDVI3-22WMVD | MIH22GHN18 | 22026010000505 |  | 2.2 | 1251
|  | MDVI3-28WMVD | MDVI3-28WMVD | MIH28GHN18 | 22026010000510 |  | 2.8 | 1314
|  | MDVI3-36WMVD | MDVI3-36WMVD | MIH36GHN18 | 22026010000503 |  | 3.6 | 1454
|  | MDVI3-45WMVD | MDVI3-45WMVD | MIH45GHN18 | 22026010000499 |  | 4.5 | 1607
|  | MDVI3-56WMVD | MDVI3-56WMVD | MIH56GHN18 | 22026010000502 |  | 5.6 | 1676
Wall-mounted unit BLACK | 220-240V ~ 50/60Hz |  | MDVI3-15WMVD-B | MIH15GHN18 | 22026010000509 | 1. Independent power supply 2. Horizontal swing 3. Drain Pump + Water level switch 4. Long-distance on/off function 5. Long-distance alarm function 6. X1X2, PQE, D1D2, M1M2 7. Panel Z-HS-C1 8. Humidity control 9. Indoor temperature detection control | 1.5 | 1263
|  |  | MDVI3-22WMVD-B | MIH22GHN18 | 22026010000505 |  | 2.2 | 1459
|  |  | MDVI3-28WMVD-B | MIH28GHN18 | 22026010000510 |  | 2.8 | 1513
|  |  | MDVI3-36WMVD-B | MIH36GHN18 | 22026010000503 |  | 3.6 | 1623
|  |  | MDVI3-45WMVD-B | MIH45GHN18 | 22026010000499 |  | 4.5 | 1802
|  |  | MDVI3-56WMVD-B | MIH56GHN18 | 22026010000502 |  | 5.6 | 1851
V8 controller |  |  | RM12F1 | RM12F1 | 17317000010721 | Wireless controller for V8 | / | 100 | RM12 is different from current one? | RM12F1 is for V8 VRF. Can also be used in V6 series. The difference between RM12 are as follows: 1)add sterilization and self-cleaning functions, 2)change the ECOI key to Meta key, 3)delete the "follow me" function
|  |  | WDC3-86S | WDC3-86S | 17317100007377 | Wired controller for V8 | / | 273
|  |  | WDC3-86T | WDC3-86T | 17317100008676 | Wired controller for V8 | / | 363
|  |  | GW3-KNX | GW3-KNX | 17211200003566 | KNX gateway for V8 | / | 781
|  |  | GW3-LON | GW3-LON | 17211200003567 | Lonworks gateway for V8 | / | 9769
|  |  | GW3-BAC | GW3-BAC | 17211200003362 | Bacnet gateway for V8 | / | 9769
|  |  | GW3-MOD | GW3-MOD | 17211200003364 | Modbus gateway for V8 | / | 9769
|  |  | GW3-CLOUD | GW3-CLOUD | 17211200003401 | Cloud service gateway for V8 | / | 1142
V8 Outdoor branch joints |  |  | FQZHW-02N1E | FQZHW-02N1E | 15111700001468 | For V8 top discharge ODU，ODU capacity＜56HP，2 ODUs combination | / | 699
|  |  | FQZHW-02N1G | FQZHW-02N1G | 15111700002054 | For V8 top discharge ODU，ODU capacity≥56HP，2 ODUs combination | / | 714
|  |  | FQZHW-03N1E | FQZHW-03N1E | 15111700001467 | For V8 top discharge ODU，ODU capacity≤96HP，3 ODUs combination | / | 1232
|  |  | FQZHW-03N1G | FQZHW-03N1G | 15111700002055 | For V8 top discharge ODU，ODU capacity＞96HP，3 ODUs combination | / | 1353
|  |  | FQZHW-04N1D | FQZHW-04N1D | 15111700000331 | For V8 top discharge ODU，ODU capacity≤82HP，4 ODUs combination | / | 1342
|  |  | FQZHW-04N1G | FQZHW-04N1G | 15111700002174 | For V8 top discharge ODU，ODU capacity＞82HP，4 ODUs combination | / | 2042
|  |  | FQZHW-02N1E |  | 15111700001468 | For V8 side discharge ODU，2 ODUs combination |  | 699
|  |  | FQZHW-03N1E |  | 15111700001467 | For V8 side discharge ODU，3 ODUs combination |  | 1232
|  |  | FQZHW-04N1G |  | 15111700002174 | For V8 side discharge ODU，4 ODUs combination |  | 2042
V8 Indoor branch joints |  |  | FQZHN-01D | FQZHN-01D | 15111700000352 | For V8 IDU （2-pipe system） | / | 133
|  |  | FQZHN-02D | FQZHN-02D | 15111700000376 | For V8 IDU （2-pipe system） | / | 146
|  |  | FQZHN-03D | FQZHN-03D | 15111700000304 | For V8 IDU （2-pipe system） | / | 286
|  |  | FQZHN-04D | FQZHN-04D | 15111700000390 | For V8 IDU （2-pipe system） | / | 470
|  |  | FQZHN-05D | FQZHN-05D | 15111700000272 | For V8 IDU （2-pipe system） | / | 495
|  |  | FQZHN-06D | FQZHN-06D | 15111700000311 | For V8 IDU （2-pipe system） | / | 622
|  |  | FQZHN-07D | FQZHN-07D | 15111700001466 | For V8 IDU （2-pipe system） | / | 670
V8 Indoor branch header |  |  | DXFQT4-01 | DXFQT4-01 | 15111700A03090 | For V8 IDU （2-pipe system）， one drive four | / | 270
|  |  | DXFQT8-01 | DXFQT8-01 | 15111700A03089 | For V8 IDU （2-pipe system）， one drive eight | / | 583
V8 Q4-C filter |  |  | T-MBQ4-03E.3 | T-MBQ4-03E.3 | 12126000003264 | F6 filter assembly (with iron mounting frame, packed in carton) | / | 495
V8 Q4 filter |  |  | T-MBQ4-01E.3A | T-MBQ4-01E.3A | 12126000003365 | F6 filter assembly (with iron mounting frame, packed in carton) | / | 853
|  |  | GLW-Q4E1G3 | GLW-Q4E1G3 | 12112900A13530 | G3 filter assembly (with iron mounting frame, packed in carton) | / | 278
V8 Arc duct filter |  |  | MDV-D22T2/BP4DN1-A-8 | MDV-D22T2/BP4DN1-A-8 | 12125200001957 | F6 filter assembly (packed in carton)，For Arc duct unit 15-28 model | / | 41
|  |  | MDV-D36T2/BP4DN1-A-8 | MDV-D36T2/BP4DN1-A-8 | 12125200001962 | F6 filter assembly (packed in carton)，For Arc duct unit 36 model | / | 48
|  |  | MDV-D56T2/BP4DN1-A-8 | MDV-D56T2/BP4DN1-A-8 | 12125200001963 | F6 filter assembly (packed in carton)，For Arc duct unit 45-56 model | / | 77
|  |  | MDV-D71T2/BP4DN1-A-8 | MDV-D71T2/BP4DN1-A-8 | 12125200001959 | F6 filter assembly (packed in carton)，For Arc duct unit 71 model | / | 93
|  |  | MDV-D112T2/BP4DN1-A-8 | MDV-D112T2/BP4DN1-A-8 | 12125200001964 | F6 filter assembly (packed in carton)，For Arc duct unit 80-112 model | / | 116
V8 MSP duct filter |  |  | MDIA-FT2-01A | MIA-FT2-01A | 12126000003588 | G3+F7 filter assembly (packed in carton)，For MSP duct unit 22-45 model | / | 744
|  |  | MDIA-FT2-02A | MIA-FT2-02A | 12126000003589 | G3+F7 filter assembly (packed in carton)，For MSP duct unit 56-71 model | / | 852
|  |  | MDIA-FT2-03A | MIA-FT2-03A | 12126000003585 | G3+F7 filter assembly (packed in carton)，For MSP duct unit 80-90 model | / | 1292
|  |  | MDIA-FT2-04A | MIA-FT2-04A | 12126000003587 | G3+F7 filter assembly (packed in carton)，For MSP duct unit 112-160 model | / | 1497
|  |  | MDIA-FT2-01B | MIA-FT2-01B | 12126000003583 | G3+H12 filter assembly (packed in carton)，For MSP duct unit 22-45 model | / | 916
|  |  | MDIA-FT2-02B | MIA-FT2-02B | 12126000003584 | G3+H12 filter assembly (packed in carton)，For MSP duct unit 56-71 model | / | 1077
|  |  | MDIA-FT2-03B | MIA-FT2-03B | 12126000003586 | G3+H12 filter assembly (packed in carton)，For MSP duct unit 80-90 model | / | 1620
|  |  | MDIA-FT2-04B | MIA-FT2-04B | 12126000003590 | G3+H12 filter assembly (packed in carton)，For MSP duct unit 112-160 model | / | 1929
MDV-Link Repeater |  |  |  | REPE-01 | 17226000005739 | MDV-Link Repeater |  | 366
3rd central controller |  |  |  | TC3-10.1 | 17311500001361 |  |  | 4567